## About
Project Title | Project Title | About
Project reference: | Project Reference
Data Report
Introduction
Data Report | Metocean Conditions | This is a data report describing metocean conditions relevant for design of offshore wind farms cf. IEC 61400-3-1 , [1], and DNV-RP-C205, [2]. The data basis is sourced from the DHI Metocean Data Portal, Metocean-On-Demand (MOOD), https://www.metocean-on-demand.com. Each section contains a summary of the data basis including metadata of the hindcast model and definition of variables. This is followed by analytics depicting normal and extreme metocean conditions. The data report is intended for preliminary assessments and not recommended for design.
Date created: | 10 May 2024
Point name: | P1
Longitude [°E]: | 4.9232
Latitude [°N]: | 53.8448
Content
Prepared for: | Company Name
Represented by: | Client Name | Sheet name |  | Normal Conditions | Extreme Conditions
Contact email: | Client Email | Wind |  | ü | ü
|  | Water Level |  | ü | ü
|  | Current |  | ü | ü
|  | Waves |  | ü | ü
|  | Tables |  | ü | ü
Disclaimer
This document is auto-generated, and the content has not been quality assured. The data basis (hindcast models) is validated on a general level but may not be applicable at any given position. It is recommended to conduct a review by experienced metocean staff prior to usage. DHI cannot be held liable for the use of the content in any way. You may contact DHI for a technical review and recommendations on the local applicability.
References
|  | [#] Title |  |  | Date
|  | [1] IEC 61400-3-1, Design requirements for fixed offshore wind turbines |  |  | 2019-04-05
|  | [2] DNV RP-C205 - Environmental Conditions and Environmental Loads |  |  | 2021-09
|  | [3] DNV-ST-0437 Loads and site conditions for wind turbines |  |  | 2021-11
|  | Contact person: | Patrick Dich Grode, pdg@dhigroup.com, +45 4516 9070
|  | Template revision: | 2.1
|  | Project number: | 10081042
|  | Classification: | Confidential

## Wind
Wind |  |  |  | Wind | Wind | [10 empty] | Wind | [10 empty] | Wind |  |  |  |  | Wind
Data basis |  |  |  | Normal conditions | Normal conditions | [10 empty] | Normal conditions | [10 empty] | Normal conditions |  |  |  |  | Extreme conditions
Metadata |  |  |  | Time series | Statistics - Seasonal | [10 empty] | Statistics - Directional | [10 empty] | Weibull parameters - Directional |  |  |  |  | Extreme values - Wind speed
Name | Value* |  |  |  | Season | WS10 [m/s] | [9 empty] | Sector | WS10 [m/s] | [9 empty] | Sector | WS10 [m/s] | Weibull |  |  | Variable | Unit | Confidence | Return period, TR [years]
Date Created [UTC] | 2023-03-15 13:37:27 |  |  |  | Month | N | Max | P97.5 | P90 | Mean | P50 | P10 | P2.5 | Min | Std | WD10 [°N] | N | Max | P97.5 | P90 | Mean | P50 | P10 | P2.5 | Min | Std | WD10 [°N] | Frequency, (f) [-] | Mean (m) [m/s] | Scale (A) [m/s] | Shape (k) [-] |  |  |  | 1 | 5 | 10 | 50 | 100
Author | DHI |  |  |  | Omni | 376608 | 30.46 | 17.29 | 13.9 | 8.5095 | 8.13 | 3.61 | 1.89 | 0.03 | 3.9772 | Omni | 376608 | 30.46 | 17.29 | 13.9 | 8.5095 | 8.13 | 3.61 | 1.89 | 0.03 | 3.9772 | Omni | 1 | 8.5077 | 9.6049 | 2.2606 | WS10,2h | m/s | 2.5%-tile | 23.5551 | 26.2439 | 27.3345 | 29.8255 | 30.8901
Source | https://www.metocean-on-demand.com/ |  |  |  | Jan | 31656 | 30.46 | 19.32 | 16.37 | 10.4777 | 10.27 | 4.78 | 2.61 | 0.16 | 4.4258 | 0 | 17560 | 23.6 | 14.76 | 11.97 | 7.3061 | 6.97 | 3.07 | 1.55 | 0.08 | 3.4434 | 0 | 0.046627 | 7.3051 | 8.2478 | 2.241 |  |  | Central | 24.1147 | 27.119 | 28.412 | 31.4144 | 32.7075
Point Name | P1 |  |  |  | Feb | 29160 | 29.22 | 18.84 | 15.445 | 9.6891 | 9.34 | 4.275 | 2.24 | 0.08 | 4.2837 | 22.5 | 13201 | 21.04 | 14.07 | 10.94 | 6.7768 | 6.55 | 2.84 | 1.52 | 0.09 | 3.2009 | 22.5 | 0.035052 | 6.7765 | 7.6511 | 2.234 |  |  | 97.5%-tile | 24.7689 | 28.4119 | 30.0483 | 33.889 | 35.5513
Longitude [deg.E] | 4.923241 |  |  |  | Mar | 31992 | 24.29 | 17.39 | 14.17 | 8.9024 | 8.6 | 3.99 | 2.18 | 0.07 | 3.9299 | 45 | 13746 | 22.06 | 14.3885 | 11.23 | 6.9681 | 6.67 | 2.95 | 1.53 | 0.03 | 3.268 | 45 | 0.036499 | 6.9652 | 7.8638 | 2.2487 | WS10,10min1 | m/s | 2.5%-tile | 25.4395 | 28.3434 | 29.5212 | 32.2115 | 33.3613
Latitude [deg.N] | 53.844760 |  |  |  | Apr | 30960 | 21.52 | 14.57 | 11.84 | 7.4668 | 7.31 | 3.23 | 1.74 | 0.13 | 3.3154 | 67.5 | 16665 | 22.83 | 15.21 | 12.14 | 7.6396 | 7.41 | 3.26 | 1.7 | 0.11 | 3.4767 | 67.5 | 0.04425 | 7.6323 | 8.6142 | 2.3214 |  |  | Central | 26.0439 | 29.2885 | 30.6849 | 33.9276 | 35.3241
Projection | EPSG:4326 |  |  |  | May | 31992 | 22 | 13.327 | 11.38 | 7.1778 | 7.02 | 3.17 | 1.64 | 0.03 | 3.102 | 90 | 19919 | 21.64 | 16.5052 | 13.016 | 8.148 | 7.87 | 3.54 | 1.85 | 0.07 | 3.6765 | 90 | 0.052891 | 8.1424 | 9.1887 | 2.3451 |  |  | 97.5%-tile | 26.7505 | 30.6849 | 32.4521 | 36.6001 | 38.3954
Dataset ID | Global-Wind-CFSR |  |  |  | Jun | 30960 | 21.73 | 13.33 | 10.73 | 6.7638 | 6.6 | 2.87 | 1.43 | 0.06 | 3.0904 | 112.5 | 19156 | 21.07 | 15.6 | 12.92 | 7.9866 | 7.71 | 3.43 | 1.72 | 0.06 | 3.6056 | 112.5 | 0.050865 | 7.9783 | 9.0034 | 2.3466 | WSz,10min2 | m/s | 2.5%-tile | 33.3517 | 37.1588 | 38.7029 | 42.2299 | 43.7374
Water Depth [mMSL] | 10.0 |  |  |  | Jul | 31992 | 20.41 | 13.14 | 10.62 | 6.8175 | 6.69 | 3.05 | 1.58 | 0.06 | 2.9676 | 135 | 16296 | 20.82 | 15.02 | 12.29 | 7.5982 | 7.3 | 3.25 | 1.69 | 0.08 | 3.4631 | 135 | 0.04327 | 7.5938 | 8.5705 | 2.3263 |  |  | Central | 34.144 | 38.3978 | 40.2286 | 44.4797 | 46.3106
Cell Size [m] | 22716.1 |  |  |  | Aug | 31992 | 20.67 | 14.017 | 11.35 | 7.1024 | 6.91 | 3.05 | 1.6 | 0.06 | 3.2034 | 157.5 | 15708 | 22.52 | 15.448 | 12.48 | 7.6194 | 7.33 | 3.17 | 1.64 | 0.1 | 3.6014 | 157.5 | 0.041709 | 7.6174 | 8.6005 | 2.2352 |  |  | 97.5%-tile | 35.0704 | 40.2284 | 42.5454 | 47.9835 | 50.3371
Start Date [UTC] | 1979-01-15 00:00:00 |  |  |  | Sep | 30960 | 24.59 | 15.99 | 12.85 | 8.0713 | 7.775 | 3.61 | 1.96 | 0.12 | 3.5942 | 180 | 20521 | 27.15 | 17.09 | 13.81 | 8.3615 | 7.99 | 3.37 | 1.71 | 0.11 | 4.0145 | 180 | 0.054489 | 8.3591 | 9.4387 | 2.1964 | 1 The extreme 10-min wind speed is taken as 1.08 times the 2-hour wind speed, [1].
End Date [UTC] | 2021-12-31 23:00:00 |  |  |  | Oct | 31992 | 27.49 | 17.827 | 14.79 | 9.5119 | 9.4 | 4.397 | 2.22 | 0.04 | 4.0062 | 202.5 | 30185 | 28.57 | 18.65 | 15.15 | 9.227 | 8.74 | 4 | 2.08 | 0.03 | 4.2979 | 202.5 | 0.08015 | 9.225 | 10.4145 | 2.2678 | 2 The extreme wind speed at z m is calculated from the wind speed 10 m cf. Data Basis, [2].
Time Step [s] | 3600.0 |  |  |  | Nov | 30960 | 25.59 | 18.135 | 15.38 | 9.9316 | 9.76 | 4.67 | 2.48 | 0.03 | 4.0683 | 225 | 39471 | 27.1 | 18.5 | 15.33 | 9.5933 | 9.24 | 4.38 | 2.34 | 0.08 | 4.1836 | 225 | 0.10481 | 9.5901 | 10.8144 | 2.4428
Fill Value | -9999 |  |  |  | Dec | 31992 | 29.42 | 19.06 | 16.1 | 10.2679 | 10.16 | 4.46 | 2.4 | 0.11 | 4.4062 | 247.5 | 39489 | 29.98 | 18.15 | 15.17 | 9.5274 | 9.21 | 4.34 | 2.3 | 0.06 | 4.1369 | 247.5 | 0.10485 | 9.5212 | 10.7357 | 2.4525
* The wind data is representative of a 2-hour temporal average. | [15 empty] | • | • | • | • | • | • | • | • | • | • | • | • | • | • | • | •
[16 empty] | • | • | • | • | • | • | • | • | • | • | • | • | • | • | • | •
Wind profile | Abbreviation | Value | Unit | [12 empty] | • | • | • | • | • | • | • | • | • | • | • | • | • | • | • | •
Alternate wind speed height | z | 150 | m
Power law exponent, alpha | α | 0.1 | -
Variables |  |  |  | Rose plot | Statistics - Seasonal | [10 empty] | Statistics - Directional | [10 empty] | Histogram (with omni Weibull parameters) - Omni |  |  |  |  | Extreme value distribution - Omni
Name | Abbreviation | Unit | Bin size
Wind speed at 10 m height | WS10 | m/s | 2
Wind direction at 10 m height | WD10 | °N-from | 22.5
Wind speed at z m height | WSz | m/s | •
Wind direction at z m height | WDz | °N-from | •

## Water Level
Water Level |  |  |  | Water Level |  |  |  | Water Level | [10 empty] | Water Level |  |  |  |  | Water Level | [7 empty] | Water Level
Data basis |  |  |  | Normal conditions |  |  |  | Normal conditions | [10 empty] | Normal conditions |  |  |  |  | Extreme conditions | [7 empty] | Extreme conditions
Metadata |  |  |  | Time series |  |  |  | Statistics - Seasonal | [10 empty] | Percentiles |  |  |  |  | Extreme values - High water level (total) | [7 empty] | Extreme values - Low water level (total)
Name | Value* | [6 empty] | Season | WLtotal [mMSL] | [9 empty] | Season | WLtotal [mMSL] | Percentiles |  |  | Variable | Unit | Confidence | Return period, TR [years] |  |  |  |  | Variable | Unit | Confidence | Return period, TR [years]
Date Created [UTC] | 2023-03-15 13:38:41 | [6 empty] | Month | N | Max | P97.5 | P90 | Mean | P50 | P10 | P2.5 | Min | Std | Month | Frequency, (f) [-] | P10 | P50 | P90 |  |  |  | 1 | 5 | 10 | 50 | 100 |  |  |  | 1 | 5 | 10 | 50 | 100
Author | DHI | [6 empty] | Omni | 376608 | 2.2433 | 0.9433 | 0.6833 | -9.3819e-05 | 0.013303 | -0.7167 | -0.9167 | -1.8067 | 0.53009 | Omni | 1 | -0.7167 | 0.013303 | 0.6833 | WLhigh,tot | mMSL | 2.5%-tile | 1.6391 | 1.9433 | 2.0664 | 2.3474 | 2.4675 | WLlow,tot | mMSL | 2.5%-tile | -1.3389 | -1.4986 | -1.563 | -1.71 | -1.7728
Source | https://www.metocean-on-demand.com/ | [6 empty] | Jan | 31656 | 2.2133 | 1.1333 | 0.7833 | 0.053853 | 0.063303 | -0.7067 | -0.9567 | -1.6567 | 0.57119 | Jan | 0.084056 | -0.7067 | 0.063303 | 0.7833 |  |  | Central | 1.7027 | 2.0443 | 2.1913 | 2.5327 | 2.6797 |  |  | Central | -1.3723 | -1.5518 | -1.629 | -1.8084 | -1.8856
Point Name | P1 | [6 empty] | Feb | 29160 | 2.2033 | 1.0533 | 0.7133 | -0.0010644 | 0.013303 | -0.7467 | -0.9967 | -1.8067 | 0.56168 | Feb | 0.077428 | -0.7467 | 0.013303 | 0.7133 |  |  | 97.5%-tile | 1.7774 | 2.1964 | 2.3848 | 2.827 | 3.0184 |  |  | 97.5%-tile | -1.4114 | -1.6328 | -1.7326 | -1.9667 | -2.068
Longitude [deg.E] | 4.923241 | [6 empty] | Mar | 31992 | 2.1433 | 0.9633 | 0.6733 | -0.026799 | -0.016697 | -0.7667 | -0.9967 | -1.7567 | 0.54604 | Mar | 0.084948 | -0.7667 | -0.016697 | 0.6733
Latitude [deg.N] | 53.844760 | [6 empty] | Apr | 30960 | 1.7033 | 0.8133 | 0.6033 | -0.065192 | -0.046697 | -0.7667 | -0.9567 | -1.3767 | 0.51347 | Apr | 0.082207 | -0.7667 | -0.046697 | 0.6033
Projection | EPSG:4326 | [6 empty] | May | 31992 | 1.2533 | 0.7833 | 0.5833 | -0.077388 | -0.066697 | -0.7667 | -0.9367 | -1.2967 | 0.50266 | May | 0.084948 | -0.7667 | -0.066697 | 0.5833
Dataset ID | Nordic-HD | [6 empty] | Jun | 30960 | 1.4333 | 0.8133 | 0.6033 | -0.055577 | -0.036697 | -0.7367 | -0.8867 | -1.2567 | 0.49856 | Jun | 0.082207 | -0.7367 | -0.036697 | 0.6033
Water Depth [mMSL] | 38.5 | [6 empty] | Jul | 31992 | 1.3133 | 0.8333 | 0.6133 | -0.034784 | -0.016697 | -0.7167 | -0.8767 | -1.2067 | 0.49716 | Jul | 0.084948 | -0.7167 | -0.016697 | 0.6133
Cell Size [m] | 4667.0 | [6 empty] | Aug | 31992 | 1.3633 | 0.8633 | 0.6433 | -0.0055252 | 0.013303 | -0.6967 | -0.8567 | -1.1467 | 0.49965 | Aug | 0.084948 | -0.6967 | 0.013303 | 0.6433
Start Date [UTC] | 1979-01-15 00:00:00 | [6 empty] | Sep | 30960 | 1.8733 | 0.9233 | 0.6933 | 0.02495 | 0.043303 | -0.6767 | -0.8667 | -1.2767 | 0.51252 | Sep | 0.082207 | -0.6767 | 0.043303 | 0.6933
End Date [UTC] | 2021-12-31 23:00:00 | [6 empty] | Oct | 31992 | 1.9933 | 0.9833 | 0.7333 | 0.048967 | 0.063303 | -0.6767 | -0.9067 | -1.3767 | 0.53165 | Oct | 0.084948 | -0.6767 | 0.063303 | 0.7333
Time Step [s] | 3600.0 | [6 empty] | Nov | 30960 | 2.2433 | 1.0533 | 0.7633 | 0.065329 | 0.073303 | -0.6567 | -0.8967 | -1.6167 | 0.54206 | Nov | 0.082207 | -0.6567 | 0.073303 | 0.7633
Fill Value | -9999 | [6 empty] | Dec | 31992 | 2.1933 | 1.0833 | 0.7833 | 0.071614 | 0.083303 | -0.6667 | -0.9167 | -1.7067 | 0.55028 | Dec | 0.084948 | -0.6667 | 0.083303 | 0.7833
* The water level data is instanteneous values at each time step. | [18 empty] | • | • | • | • | •
[19 empty] | • | • | • | • | •
[19 empty] | • | • | • | • | •
Variables |  |  |  | Tidal levels |  |  |  | Statistics - Seasonal | [10 empty] | Histogram - Omni |  |  |  |  | Extreme value distribution - Omni | [7 empty] | Extreme value distribution - Omni
Name | Abbreviation | Unit | Bin size | Name* | Abbreviation | Value | Unit
Water Level - Total1 | WLtotal | mMSL | 0.2 | Highest astronomical tide | HAT | 1.06 | mMSL
Water Level - Tide | WLtide | mMSL | 0.2 | Mean high water springs | MHWS | 0.77 | mMSL
Water Level - Residual | WLresidual | m | 0.2 | Mean high water neaps | MHWN | 0.48 | mMSL
1 The total water level is the sum of the tide and the residual (surge) components. |  |  |  | Mean sea level | MSL (z0) | 0 | mMSL
|  |  |  | Mean low water neaps | MLWN | -0.54 | mMSL
|  |  |  | Mean low water springs | MLWS | -0.86 | mMSL
|  |  |  | Lowest astronomical tide | LAT | -1.12 | mMSL
* Definitions are given at: https://ntslf.org/tgi/definitions

## Current
Current |  |  |  | Current | Current | Current | [10 empty] | Current | [10 empty] | Current |  |  |  |  | Current
Data basis |  |  |  | Normal conditions | Normal conditions | Normal conditions | [10 empty] | Normal conditions | [10 empty] | Normal conditions |  |  |  |  | Extreme conditions
Metadata |  |  |  | Time series plot | Rose plot - Depth-average - Tide | Statistics - Seasonal | [10 empty] | Statistics - Directional | [10 empty] | Weibull parameters - Directional |  |  |  |  | Extreme values - Current speed
Name | Value* |  |  |  |  | Season | CSdavg,tot [m/s] | [9 empty] | Sector | CSdavg,tot [m/s] | [9 empty] | Sector | CSdavg,tot [m/s] | Weibull |  |  | Variable | Unit | Confidence | Return period, TR [years]
Date Created [UTC] | 2023-03-15 13:38:41 |  |  |  |  | Month | N | Max | P97.5 | P90 | Mean | P50 | P10 | P2.5 | Min | Std | CD [°N] | N | Max | P97.5 | P90 | Mean | P50 | P10 | P2.5 | Min | Std | CD [°N] | Frequency, (f) [-] | Mean (m) [m/s] | Scale (A) [m/s] | Shape (k) [-] |  |  |  | 1 | 5 | 10 | 50 | 100
Author | DHI |  |  |  |  | Omni | 376608 | 1.1 | 0.54 | 0.45 | 0.27166 | 0.27 | 0.08 | 0.04 | 0 | 0.13798 | Omni | 376608 | 1.1 | 0.54 | 0.45 | 0.27166 | 0.27 | 0.08 | 0.04 | 0 | 0.13798 | Omni | 1 | 0.2709 | 0.30577 | 2.0353 | CSsurf,tot1 | m/s | 2.5%-tile | 1.0185 | 1.1787 | 1.2437 | 1.3921 | 1.4556
Source | https://www.metocean-on-demand.com/ |  |  |  |  | Jan | 31656 | 1.1 | 0.58 | 0.47 | 0.28034 | 0.28 | 0.09 | 0.04 | 0 | 0.14608 | 0 | 5231 | 0.36 | 0.21 | 0.16 | 0.087012 | 0.08 | 0.03 | 0 | 0 | 0.052011 | 0 | 0.013481 | 0.089937 | 0.10131 | 1.8743 |  |  | Central | 1.0518 | 1.2307 | 1.3077 | 1.4864 | 1.5634
Point Name | P1 |  |  |  |  | Feb | 29160 | 1.01 | 0.57 | 0.46 | 0.27543 | 0.27 | 0.09 | 0.04 | 0 | 0.14344 | 22.5 | 7357 | 0.45 | 0.27 | 0.2 | 0.10991 | 0.1 | 0.04 | 0.02 | 0.01 | 0.06374 | 22.5 | 0.019538 | 0.11024 | 0.12403 | 1.8198 |  |  | 97.5%-tile | 1.0907 | 1.3072 | 1.4045 | 1.6328 | 1.7316
Longitude [deg.E] | 4.923241 |  |  |  |  | Mar | 31992 | 0.89 | 0.55 | 0.46 | 0.27413 | 0.27 | 0.08 | 0.04 | 0 | 0.14167 | 45 | 18306 | 0.74 | 0.41 | 0.31 | 0.17246 | 0.16 | 0.06 | 0.03 | 0.01 | 0.098633 | 45 | 0.048628 | 0.17282 | 0.19452 | 1.837 | CSdavg,tot | m/s | 2.5%-tile | 0.78349 | 0.90672 | 0.95671 | 1.0709 | 1.1197
Latitude [deg.N] | 53.844760 |  |  |  |  | Apr | 30960 | 0.87 | 0.51 | 0.44 | 0.26743 | 0.27 | 0.08 | 0.04 | 0 | 0.13345 | 67.5 | 114643 | 1.1 | 0.62 | 0.52 | 0.34385 | 0.35 | 0.16 | 0.08 | 0.01 | 0.13825 | 67.5 | 0.30454 | 0.34317 | 0.38603 | 2.6735 |  |  | Central | 0.80911 | 0.94668 | 1.0059 | 1.1434 | 1.2026
Projection | EPSG:4326 |  |  |  |  | May | 31992 | 0.77 | 0.5 | 0.43 | 0.26684 | 0.28 | 0.08 | 0.04 | 0 | 0.1296 | 90 | 53326 | 0.79 | 0.5 | 0.45 | 0.29935 | 0.31 | 0.13 | 0.06 | 0.01 | 0.11903 | 90 | 0.14165 | 0.29841 | 0.33539 | 2.7412 |  |  | 97.5%-tile | 0.83901 | 1.0056 | 1.0804 | 1.256 | 1.332
Dataset ID | Nordic-HD |  |  |  |  | Jun | 30960 | 0.92 | 0.5 | 0.43 | 0.26604 | 0.28 | 0.08 | 0.04 | 0 | 0.12892 | 112.5 | 3523 | 0.55 | 0.22 | 0.17 | 0.098172 | 0.09 | 0.03 | 0.02 | 0.01 | 0.055206 | 112.5 | 0.0093585 | 0.09828 | 0.11067 | 1.8607 | CSnbed,tot2 | m/s | 2.5%-tile | 0.53154 | 0.61514 | 0.64905 | 0.7265 | 0.75961
Water Depth [mMSL] | 38.5 |  |  |  |  | Jul | 31992 | 0.78 | 0.49 | 0.42 | 0.26436 | 0.28 | 0.08 | 0.04 | 0 | 0.12784 | 135 | 1509 | 0.3 | 0.14 | 0.11 | 0.064526 | 0.06 | 0.02 | 0.01 | 0.01 | 0.036257 | 135 | 0.0040085 | 0.064631 | 0.072789 | 1.8659 |  |  | Central | 0.54891 | 0.64224 | 0.68241 | 0.77568 | 0.81585
Cell Size [m] | 4667.0 |  |  |  |  | Aug | 31992 | 0.84 | 0.5 | 0.43 | 0.26539 | 0.27 | 0.08 | 0.04 | 0 | 0.13198 | 157.5 | 1137 | 0.19 | 0.12 | 0.1 | 0.054565 | 0.05 | 0.02 | 0.01 | 0.01 | 0.030506 | 157.5 | 0.0030203 | 0.054702 | 0.061627 | 1.883 |  |  | 97.5%-tile | 0.5692 | 0.6822 | 0.73296 | 0.8521 | 0.90367
Start Date [UTC] | 1979-01-15 00:00:00 |  |  |  |  | Sep | 30960 | 0.94 | 0.53 | 0.45 | 0.26836 | 0.27 | 0.08 | 0.04 | 0 | 0.13782 | 180 | 1128 | 0.26 | 0.14 | 0.1 | 0.057429 | 0.05 | 0.02 | 0.01 | 0.01 | 0.034096 | 180 | 0.0029964 | 0.057614 | 0.064744 | 1.7764 | 1 The extreme total surface current speed is taken as 1.3 times the depth-averaged total current speed.
End Date [UTC] | 2021-12-31 23:00:00 |  |  |  |  | Oct | 31992 | 1.07 | 0.57 | 0.47 | 0.27687 | 0.27 | 0.09 | 0.04 | 0 | 0.14462 | 202.5 | 1503 | 0.27 | 0.17 | 0.12 | 0.06821 | 0.06 | 0.02 | 0.01 | 0.01 | 0.040805 | 202.5 | 0.0039926 | 0.068422 | 0.076859 | 1.7633 | 2 The extreme total near-seabed current speed (1 m above) is derived using the power profile with α = 1/7, [2].
Time Step [s] | 3600.0 |  |  |  |  | Nov | 30960 | 1.01 | 0.57 | 0.46 | 0.27677 | 0.27 | 0.09 | 0.04 | 0 | 0.14291 | 225 | 3834 | 0.44 | 0.26 | 0.19 | 0.10548 | 0.09 | 0.03 | 0.02 | 0.01 | 0.063932 | 225 | 0.010185 | 0.10573 | 0.11863 | 1.7279
Fill Value | -9999 |  |  |  |  | Dec | 31992 | 1.05 | 0.58 | 0.47 | 0.27809 | 0.27 | 0.09 | 0.04 | 0 | 0.14456 | 247.5 | 43302 | 0.74 | 0.49 | 0.42 | 0.27171 | 0.27 | 0.11 | 0.05 | 0.01 | 0.11815 | 247.5 | 0.11503 | 0.27111 | 0.30568 | 2.4562
* The current data is representative of a 1-hour temporal average. | [16 empty] | • | • | • | • | • | • | • | • | • | • | • | • | • | • | • | •
[17 empty] | • | • | • | • | • | • | • | • | • | • | • | • | • | • | • | •
[17 empty] | • | • | • | • | • | • | • | • | • | • | • | • | • | • | • | •
Variables |  |  |  | Rose plot - Depth-average - Total | Rose plot - Depth-average - Residual | Statistics - Seasonal | [10 empty] | Statistics - Directional | [10 empty] | Histogram (with omni Weibull parameters) - Omni |  |  |  |  | Extreme value distribution - Omni
Name | Abbreviation | Unit | Bin size
Current speed - Surface - Total | CSsurf,tot | m/s | 0.05
Current speed - Surface - Tide | CSsurf,tide | m/s | 0.05
Current speed - Surface - Residual | CSsurf,res | m/s | 0.05
Current speed - Depth-average - Total | CSdavg,tot | m/s | 0.05
Current speed - Depth-average - Tide | CSdavg,tide | m/s | 0.05
Current speed - Depth-average - Residual | CSdavg,res | m/s | 0.05
Current speed - Seabed - Total | CSnbed,tot | m/s | 0.05
Current speed - Seabed - Tide | CSnbed,tide | m/s | 0.05
Current speed - Seabed - Residual | CSnbed,res | m/s | 0.05
Current direction - Surface - Total | CDsurf,tot | °N-to | 22.5
Current direction - Surface - Tide | CDsurf,tide | °N-to | 22.5
Current direction - Surface - Residual | CDsurf,res | °N-to | 22.5
Current direction - Depth-average - Total | CDdavg,tot | °N-to | 22.5
Current direction - Depth-average - Tide | CDdavg,tide | °N-to | 22.5
Current direction - Depth-average - Residual | CDdavg,res | °N-to | 22.5
Current direction - Seabed - Total | CDnbed,tot | °N-to | 22.5
Current direction - Seabed - Tide | CDnbed,tide | °N-to | 22.5
Current direction - Seabed - Residual | CDnbed,res | °N-to | 22.5

## Waves
Waves |  |  |  | Waves | Waves | Waves | [10 empty] | Waves | [10 empty] | Waves |  |  |  |  | Waves | Waves | Waves | Waves | [7 empty] | Waves | [7 empty] | Waves | [7 empty] | Waves
Data basis |  |  |  | Normal conditions | Normal conditions | Normal conditions | [10 empty] | Normal conditions | [10 empty] | Normal conditions |  |  |  |  | Normal conditions | Normal conditions | Normal conditions | Extreme conditions | [7 empty] | Extreme conditions | [7 empty] | Extreme conditions | [7 empty] | Extreme conditions
Metadata |  |  |  | Time series plot | Rose plot - Wind-Sea | Statistics - Seasonal | [10 empty] | Statistics - Directional | [10 empty] | Percentiles |  |  |  |  | Scatter plot - WSz vs Hm0 | Scatter plot - Hm0 vs Tp | Scatter plot - Hm0 vs WL | Extreme values - Hm0 & Tp¦Hm0 | [7 empty] | Extreme values - Hmax & Thmax | [7 empty] | Extreme values - Cmax,swl | [7 empty] | Extreme values - Cmax,msl
Name | Value* |  |  |  |  | Season | Hm0 [m] | [9 empty] | Sector | Hm0 [m] | [9 empty] | Sector | Hm0 [m] | Percentiles | [5 empty] | Variable | Unit | Confidence | Return period, TR [years] |  |  |  |  | Variable | Unit | Confidence | Return period, TR [years] |  |  |  |  | Variable | Unit | Confidence | Return period, TR [years] |  |  |  |  | Variable | Unit | Confidence | Return period, TR [years]
Date Created [UTC] | 2023-03-15 13:39:53 |  |  |  |  | Month | N | Max | P97.5 | P90 | Mean | P50 | P10 | P2.5 | Min | Std | CD [°N] | N | Max | P97.5 | P90 | Mean | P50 | P10 | P2.5 | Min | Std | CD [°N] | Frequency, (f) [-] | P10 | P50 | P90 | [6 empty] | 1 | 5 | 10 | 50 | 100 |  |  |  | 1 | 5 | 10 | 50 | 100 |  |  |  | 1 | 5 | 10 | 50 | 100 |  |  |  | 1 | 5 | 10 | 50 | 100
Author | DHI |  |  |  |  | Omni | 376608 | 9.7 | 4.38 | 3.1 | 1.6734 | 1.4 | 0.65 | 0.45 | 0.07 | 1.0365 | Omni | 376608 | 9.7 | 4.38 | 3.1 | 1.6734 | 1.4 | 0.65 | 0.45 | 0.07 | 1.0365 | Omni | 1 | 0.65 | 1.4 | 3.1 |  |  |  | Hm0,3h | m | 2.5%-tile | 7.0177 | 7.9472 | 8.3228 | 9.1807 | 9.5473 | Hmax1 | m | 2.5%-tile | 12.6418 | 14.5643 | 15.3107 | 16.9684 | 17.6672 | Cmax,swl1 | mSWL | 2.5%-tile | 7.8567 | 9.1685 | 9.6802 | 10.8198 | 11.3015 | Cmax,msl1 | mMSL | 2.5%-tile | 8.6928 | 10.2981 | 10.9323 | 12.3573 | 12.9648
Source | https://www.metocean-on-demand.com/ |  |  |  |  | Jan | 31656 | 9.7 | 5.33 | 4 | 2.2874 | 2.01 | 0.94 | 0.66 | 0.33 | 1.2417 | 0 | 33864 | 6.65 | 3.31 | 2.33 | 1.3786 | 1.19 | 0.67 | 0.49 | 0.13 | 0.74138 | 0 | 0.089918 | 0.67 | 1.19 | 2.33 | [5 empty] | Central | 7.2116 | 8.2547 | 8.7036 | 9.746 | 10.1949 |  |  | Central | 12.9514 | 15.0685 | 15.9393 | 17.913 | 18.7539 |  |  | Central | 8.0645 | 9.5083 | 10.1047 | 11.4597 | 12.0383 |  |  | Central | 8.9593 | 10.7287 | 11.4676 | 13.1595 | 13.8875
Point Name | P1 |  |  |  |  | Feb | 29160 | 8.83 | 5.02 | 3.64 | 2.0371 | 1.75 | 0.83 | 0.61 | 0.28 | 1.17 | 22.5 | 17335 | 6.42 | 3.22 | 2.14 | 1.2166 | 1.01 | 0.57 | 0.41 | 0.14 | 0.71797 | 22.5 | 0.046029 | 0.57 | 1.01 | 2.14 | [5 empty] | 97.5%-tile | 7.4391 | 8.7185 | 9.2942 | 10.6452 | 11.2299 |  |  | 97.5%-tile | 13.3142 | 15.8248 | 16.9089 | 19.4073 | 20.481 |  |  | 97.5%-tile | 8.3078 | 10.0185 | 10.7598 | 12.4724 | 13.2102 |  |  | 97.5%-tile | 9.2709 | 11.3658 | 12.2817 | 14.4107 | 15.3336
Longitude [deg.E] | 4.923241 |  |  |  |  | Mar | 31992 | 7.3 | 4.33 | 3.22 | 1.7949 | 1.55 | 0.75 | 0.55 | 0.29 | 1.0048 | 45 | 15642 | 6.6 | 3.31 | 2.18 | 1.2375 | 1.04 | 0.53 | 0.38 | 0.15 | 0.76022 | 45 | 0.041534 | 0.53 | 1.04 | 2.18 |  |  |  | Tp¦Hm01 | s | 2.5%-tile | 10.4222 | 11.051 | 11.3077 | 11.8763 | 12.1105 | THmax2 | s | 2.5%-tile | 9.38 | 9.9459 | 10.1769 | 10.6887 | 10.8995 | 1 Cmax,swl is limited at 0.8 times Hmax. 0.8 is a typical ratio between Hmax and Cmax of a limiting stream-function wave. | [7 empty] | 1 Cmax,msl is limited at 0.8 times (Hmax + Surge). The surge is taken as the the difference between Cmax,msl and Cmax,swl.
Latitude [deg.N] | 53.844760 |  |  |  |  | Apr | 30960 | 7.23 | 3.47 | 2.39 | 1.3861 | 1.2 | 0.6 | 0.44 | 0.16 | 0.79621 | 67.5 | 22916 | 5.71 | 3.63 | 2.53 | 1.387 | 1.17 | 0.55 | 0.39 | 0.12 | 0.8404 | 67.5 | 0.060848 | 0.55 | 1.17 | 2.53 | [5 empty] | Central | 11.2977 | 11.9794 | 12.2577 | 12.874 | 13.1279 |  |  | Central | 10.168 | 10.7814 | 11.0319 | 11.5866 | 11.8151
Projection | EPSG:4326 |  |  |  |  | May | 31992 | 5.2 | 2.83 | 2.08 | 1.2314 | 1.1 | 0.56 | 0.4 | 0.07 | 0.63265 | 90 | 15845 | 5.01 | 3.2237 | 2.46 | 1.3795 | 1.22 | 0.55 | 0.4 | 0.16 | 0.75845 | 90 | 0.042073 | 0.55 | 1.22 | 2.46 | [5 empty] | 97.5%-tile | 14.4763 | 15.3497 | 15.7063 | 16.496 | 16.8214 |  |  | 97.5%-tile | 13.0287 | 13.8147 | 14.1357 | 14.8464 | 15.1392
Dataset ID | Nordic-SW |  |  |  |  | Jun | 30960 | 6 | 2.9 | 2.03 | 1.1807 | 1.03 | 0.51 | 0.36 | 0.14 | 0.67028 | 112.5 | 6803 | 3.8 | 2.71 | 2.11 | 1.2352 | 1.14 | 0.52 | 0.4 | 0.2 | 0.61862 | 112.5 | 0.018064 | 0.52 | 1.14 | 2.11 |  |  |  | 1 Tp¦Hm0 is Tp conditioned on Hm0,Central based on a polynomial fit to the upper 95%-tile of Hm0 (see scatter plot). | [7 empty] | 1 Hmax is limited by an upper bound of the steepness criterion suggested in [2].
Water Depth [mMSL] | 38.5 |  |  |  |  | Jul | 31992 | 5.33 | 2.83 | 1.91 | 1.1291 | 0.98 | 0.51 | 0.38 | 0.18 | 0.63115 | 135 | 4360 | 3.81 | 2.525 | 1.89 | 1.1522 | 1.06 | 0.51 | 0.39 | 0.16 | 0.56603 | 135 | 0.011577 | 0.51 | 1.06 | 1.89 | [11 empty] | 2 THmax is taken as 0.9 x Tp¦Hm0 as suggested in [2].
Cell Size [m] | 4667.0 |  |  |  |  | Aug | 31992 | 5.63 | 3.13 | 2.2 | 1.2264 | 1.04 | 0.52 | 0.38 | 0.12 | 0.71858 | 157.5 | 3903 | 3.98 | 2.6 | 1.99 | 1.1759 | 1.07 | 0.51 | 0.36075 | 0.14 | 0.60129 | 157.5 | 0.010364 | 0.51 | 1.07 | 1.99
Start Date [UTC] | 1979-01-15 00:00:00 |  |  |  |  | Sep | 30960 | 7.37 | 3.92 | 2.77 | 1.5463 | 1.31 | 0.65 | 0.49 | 0.17 | 0.90065 | 180 | 5570 | 4.55 | 3.02 | 2.26 | 1.3287 | 1.205 | 0.57 | 0.39 | 0.11 | 0.68888 | 180 | 0.01479 | 0.57 | 1.2 | 2.26
End Date [UTC] | 2021-12-31 23:00:00 |  |  |  |  | Oct | 31992 | 7.85 | 4.58 | 3.33 | 1.9332 | 1.7 | 0.85 | 0.6 | 0.15 | 1.0349 | 202.5 | 12194 | 5.57 | 3.48 | 2.601 | 1.522 | 1.365 | 0.64 | 0.45 | 0.08 | 0.80149 | 202.5 | 0.032378 | 0.64 | 1.36 | 2.6
Time Step [s] | 3600.0 |  |  |  |  | Nov | 30960 | 9.19 | 4.825 | 3.63 | 2.1051 | 1.86 | 0.95 | 0.68 | 0.32 | 1.0902 | 225 | 48807 | 8.06 | 4.6532 | 3.6 | 1.9782 | 1.72 | 0.74 | 0.51 | 0.07 | 1.1338 | 225 | 0.1296 | 0.74 | 1.72 | 3.6
Fill Value | -9999 |  |  |  |  | Dec | 31992 | 8.52 | 5.01 | 3.91 | 2.2464 | 2.01 | 0.94 | 0.66 | 0.18 | 1.1789 | 247.5 | 35989 | 9.7 | 4.59 | 3.48 | 1.856 | 1.58 | 0.66 | 0.45 | 0.07 | 1.1241 | 247.5 | 0.095561 | 0.66 | 1.58 | 3.48
* The wave data is representative of a 3-hour temporal average. | [16 empty] | • | • | • | • | • | • | • | • | • | • | • | • | • | • | • | •
[17 empty] | • | • | • | • | • | • | • | • | • | • | • | • | • | • | • | •
[17 empty] | • | • | • | • | • | • | • | • | • | • | • | • | • | • | • | •
Variables |  |  |  | Rose plot - Total | Rose plot - Swell | Statistics - Seasonal | [10 empty] | Statistics - Directional | [10 empty] | Histogram - Omni |  |  |  |  | Scatter plot - WD10 vs MWD | Scatter plot - Hm0 vs T02 | Scatter plot - Hm0 vs CS | Extreme value distribution - Omni | [7 empty] | Extreme value distribution - Omni | [7 empty] | Extreme value distribution - Omni | [7 empty] | Extreme value distribution - Omni
Name | Abbreviation | Unit | Bin size
Significant wave height | Hm0 | m | 0.5
Peak wave period | Tp | s | 2
Mean wave period | T01 | s | 0.5
Zero-crossing wave period | T02 | s | 0.5
Peak wave direction | PWD | °N (clockwise from) | 22.5
Mean wave direction | MWD | °N (clockwise from) | 22.5
Direction standard deviation | DSD | ° | 5
Maximum wave height | Hmax | m | 1
Wave period conditioned on Hmax | THmax | s | 2
Maximum wave crest relative to SWL | Cmax,swl | mSWL | 1
Maximum wave crest relative to MSL | Cmax,msl | mMSL | 1

## Tables
WS10 vs. WD10 | [11 empty] | Probability distribution [%] | [7 empty] | Sector [°N]: |  |  | Omni |  | Season: |  | Omni
WD10 [°N] |  | WS10 [m/s] | [28 empty] | Sum | Acc.
|  | 0 | 2 | 4 | 6 | 8 | 10 | 12 | 14 | 16 | 18 | 20 | 22 | 24 | 26 | 28 | 30 | • | • | • | • | • | • | • | • | • | • | • | • | •
|  | 2 | 4 | 6 | 8 | 10 | 12 | 14 | 16 | 18 | 20 | 22 | 24 | 26 | 28 | 30 | 32 | • | • | • | • | • | • | • | • | • | • | • | • | •
-11.25 | 11.25 | 0.19357 | 0.60381 | 1.0109 | 1.0547 | 0.81145 | 0.52946 | 0.28146 | 0.1163 | 0.042484 | 0.012214 | 0.0053106 | 0.0010621 | 0 | 0 | 0 | 0 | • | • | • | • | • | • | • | • | • | • | • | • | • | 4.6627 | 4.6627
11.25 | 33.75 | 0.1564 | 0.55734 | 0.80482 | 0.86244 | 0.60222 | 0.28916 | 0.14126 | 0.061071 | 0.02257 | 0.0066382 | 0.0013276 | 0 | 0 | 0 | 0 | 0 | • | • | • | • | • | • | • | • | • | • | • | • | • | 3.5052 | 8.1679
33.75 | 56.25 | 0.16224 | 0.51805 | 0.83429 | 0.86297 | 0.65054 | 0.35873 | 0.15188 | 0.077269 | 0.024694 | 0.0066382 | 0.0023898 | 0.00026553 | 0 | 0 | 0 | 0 | • | • | • | • | • | • | • | • | • | • | • | • | • | 3.6499 | 11.8179
56.25 | 78.75 | 0.15852 | 0.51141 | 0.83562 | 0.98564 | 0.86775 | 0.58868 | 0.295 | 0.10409 | 0.054964 | 0.013011 | 0.0084969 | 0.0018587 | 0 | 0 | 0 | 0 | • | • | • | • | • | • | • | • | • | • | • | • | • | 4.425 | 16.2429
78.75 | 101.25 | 0.1556 | 0.5276 | 0.86721 | 1.1858 | 1.0483 | 0.74401 | 0.38953 | 0.20313 | 0.10887 | 0.05284 | 0.0061071 | 0 | 0 | 0 | 0 | 0 | • | • | • | • | • | • | • | • | • | • | • | • | • | 5.2891 | 21.5319
101.25 | 123.75 | 0.16569 | 0.53265 | 0.90359 | 1.108 | 0.94501 | 0.69356 | 0.42883 | 0.21402 | 0.074082 | 0.018852 | 0.0021242 | 0 | 0 | 0 | 0 | 0 | • | • | • | • | • | • | • | • | • | • | • | • | • | 5.0865 | 26.6184
123.75 | 146.25 | 0.15427 | 0.52787 | 0.82154 | 0.98803 | 0.79074 | 0.55203 | 0.29421 | 0.14923 | 0.040095 | 0.0074348 | 0.0015932 | 0 | 0 | 0 | 0 | 0 | • | • | • | • | • | • | • | • | • | • | • | • | • | 4.327 | 30.9454
146.25 | 168.75 | 0.1633 | 0.52017 | 0.82553 | 0.86429 | 0.77481 | 0.513 | 0.29845 | 0.1333 | 0.056026 | 0.016994 | 0.0047795 | 0.00026553 | 0 | 0 | 0 | 0 | • | • | • | • | • | • | • | • | • | • | • | • | • | 4.1709 | 35.1164
168.75 | 191.25 | 0.18295 | 0.58708 | 0.8943 | 1.0626 | 0.96068 | 0.75171 | 0.50238 | 0.28412 | 0.13489 | 0.06293 | 0.019915 | 0.0039829 | 0.0010621 | 0.00026553 | 0 | 0 | • | • | • | • | • | • | • | • | • | • | • | • | • | 5.4489 | 40.5653
191.25 | 213.75 | 0.18375 | 0.61549 | 1.1099 | 1.5055 | 1.5077 | 1.1455 | 0.79685 | 0.55469 | 0.32394 | 0.15693 | 0.077534 | 0.023632 | 0.0087624 | 0.0042484 | 0.00053106 | 0 | • | • | • | • | • | • | • | • | • | • | • | • | • | 8.015 | 48.5802
213.75 | 236.25 | 0.18162 | 0.66754 | 1.2862 | 1.8452 | 1.9745 | 1.6728 | 1.2243 | 0.81305 | 0.47476 | 0.22968 | 0.077269 | 0.026287 | 0.0061071 | 0.0013276 | 0 | 0 | • | • | • | • | • | • | • | • | • | • | • | • | • | 10.4807 | 59.0609
236.25 | 258.75 | 0.19623 | 0.67125 | 1.3067 | 1.8404 | 1.9864 | 1.6691 | 1.2522 | 0.79021 | 0.48804 | 0.19384 | 0.061337 | 0.022835 | 0.004514 | 0.0015932 | 0.00079658 | 0 | • | • | • | • | • | • | • | • | • | • | • | • | • | 10.4854 | 69.5463
258.75 | 281.25 | 0.18985 | 0.71507 | 1.2822 | 1.7549 | 1.7915 | 1.509 | 1.0502 | 0.63594 | 0.38263 | 0.18401 | 0.068506 | 0.023101 | 0.0055761 | 0.0018587 | 0.0010621 | 0.00026553 | • | • | • | • | • | • | • | • | • | • | • | • | • | 9.5957 | 79.142
281.25 | 303.75 | 0.1856 | 0.71215 | 1.2416 | 1.5183 | 1.4591 | 1.0849 | 0.72356 | 0.42007 | 0.23021 | 0.10674 | 0.047264 | 0.012745 | 0.0039829 | 0 | 0 | 0 | • | • | • | • | • | • | • | • | • | • | • | • | • | 7.7463 | 86.8882
303.75 | 326.25 | 0.18348 | 0.65214 | 1.1365 | 1.3407 | 1.3412 | 1.0486 | 0.61496 | 0.34492 | 0.18295 | 0.062399 | 0.023632 | 0.0071693 | 0.0031863 | 0 | 0 | 0 | • | • | • | • | • | • | • | • | • | • | • | • | • | 6.9417 | 55.5219
326.25 | 348.75 | 0.18826 | 0.6447 | 1.051 | 1.2759 | 1.2042 | 0.87465 | 0.50185 | 0.25252 | 0.12214 | 0.040095 | 0.011949 | 0.0021242 | 0.00079658 | 0 | 0 | 0 | • | • | • | • | • | • | • | • | • | • | • | • | • | 6.1701 | 61.692
Sum |  | 2.8013 | 9.5643 | 16.2118 | 20.0553 | 18.716 | 14.0249 | 8.947 | 5.1539 | 2.7634 | 1.1712 | 0.41953 | 0.12533 | 0.033988 | 0.0092935 | 0.0023898 | 0.00026553 | 0 | 0 | 0 | 0 | 0 | 0 | 0 | 0 | 0 | 0 | 0 | 0 | 0 | 100
Acc. |  | 2.8013 | 12.3656 | 28.5775 | 48.6328 | 67.3488 | 81.3737 | 90.3207 | 95.4746 | 98.238 | 99.4092 | 99.8287 | 99.9541 | 99.9881 | 99.9973 | 99.9997 | 100 | 100 | 100 | 100 | 100 | 100 | 100 | 100 | 100 | 100 | 100 | 100 | 100 | 100
CSavg,tot vs. CDavg,tot |  | WS10 [m/s] 20 22: Probability distribution [%] |  |  | Sector [°N]: |  |  | Omni |  | Season: |  | Omni
CDavg,tot [°N] |  | WS10 [m/s] 0 2: CSavg,tot [m/s] | [13 empty] | Sum | Acc.
|  | 0 | 0.05 | 0.1 | 0.15 | 0.2 | 0.25 | 0.3 | 0.35 | 0.4 | 0.45 | 0.5 | 0.55 | 0.6 | 0.65 | 0.7 | 0.75 | 0.8 | 0.85 | 0.9 | 0.95 | 1 | 1.05 | • | • | • | • | • | • | •
|  | 0.05 | 0.1 | 0.15 | 0.2 | 0.25 | 0.3 | 0.35 | 0.4 | 0.45 | 0.5 | 0.55 | 0.6 | 0.65 | 0.7 | 0.75 | 0.8 | 0.85 | 0.9 | 0.95 | 1 | 1.05 | 1.1 | • | • | • | • | • | • | •
-11.25 | 11.25 | 0.29022 | 0.58124 | 0.36749 | 0.097449 | 0.040891 | 0.01009 | 0.0018587 | 0.00026553 | 0 | 0 | 0 | 0 | 0 | 0 | 0 | 0 | 0 | 0 | 0 | 0 | 0 | 0 | • | • | • | • | • | • | • | 1.3895 | 1.3895
11.25 | 33.75 | 0.2642 | 0.67896 | 0.59983 | 0.21242 | 0.124 | 0.050185 | 0.015135 | 0.0066382 | 0.0013276 | 0.00026553 | 0 | 0 | 0 | 0 | 0 | 0 | 0 | 0 | 0 | 0 | 0 | 0 | • | • | • | • | • | • | • | 1.953 | 3.3425
33.75 | 56.25 | 0.26739 | 0.84836 | 1.296 | 0.78888 | 0.69701 | 0.46839 | 0.22968 | 0.11205 | 0.080721 | 0.040891 | 0.016463 | 0.009028 | 0.0031863 | 0.0023898 | 0.00026553 | 0 | 0 | 0 | 0 | 0 | 0 | 0 | • | • | • | • | • | • | • | 4.8608 | 8.2032
56.25 | 78.75 | 0.22756 | 0.84358 | 1.7559 | 1.8621 | 2.941 | 4.0443 | 4.2015 | 3.5631 | 3.9622 | 3.1054 | 1.8635 | 1.1529 | 0.49946 | 0.22437 | 0.093731 | 0.052575 | 0.028412 | 0.009559 | 0.0039829 | 0.0023898 | 0.0023898 | 0.00079658 | • | • | • | • | • | • | • | 30.4407 | 38.6439
78.75 | 101.25 | 0.21986 | 0.63036 | 1.0749 | 1.0791 | 1.6128 | 2.1383 | 2.2538 | 1.8406 | 1.8781 | 1.0438 | 0.29367 | 0.074348 | 0.015135 | 0.0039829 | 0.00053106 | 0.00026553 | 0 | 0 | 0 | 0 | 0 | 0 | • | • | • | • | • | • | • | 14.1596 | 52.8034
101.25 | 123.75 | 0.16489 | 0.33297 | 0.29686 | 0.095856 | 0.031863 | 0.01009 | 0.0018587 | 0 | 0.00053106 | 0 | 0.00026553 | 0.00026553 | 0 | 0 | 0 | 0 | 0 | 0 | 0 | 0 | 0 | 0 | • | • | • | • | • | • | • | 0.93546 | 53.7389
123.75 | 146.25 | 0.13887 | 0.18614 | 0.070099 | 0.004514 | 0.00053106 | 0.00053106 | 0 | 0 | 0 | 0 | 0 | 0 | 0 | 0 | 0 | 0 | 0 | 0 | 0 | 0 | 0 | 0 | • | • | • | • | • | • | • | 0.40068 | 54.1396
146.25 | 168.75 | 0.13303 | 0.13701 | 0.030536 | 0.0013276 | 0 | 0 | 0 | 0 | 0 | 0 | 0 | 0 | 0 | 0 | 0 | 0 | 0 | 0 | 0 | 0 | 0 | 0 | • | • | • | • | • | • | • | 0.30191 | 54.4415
168.75 | 191.25 | 0.12692 | 0.13383 | 0.034519 | 0.0039829 | 0 | 0.00026553 | 0 | 0 | 0 | 0 | 0 | 0 | 0 | 0 | 0 | 0 | 0 | 0 | 0 | 0 | 0 | 0 | • | • | • | • | • | • | • | 0.29952 | 54.741
191.25 | 213.75 | 0.13489 | 0.17631 | 0.073817 | 0.0098245 | 0.0031863 | 0.0010621 | 0 | 0 | 0 | 0 | 0 | 0 | 0 | 0 | 0 | 0 | 0 | 0 | 0 | 0 | 0 | 0 | • | • | • | • | • | • | • | 0.39909 | 55.1401
213.75 | 236.25 | 0.171 | 0.35315 | 0.28465 | 0.11604 | 0.060009 | 0.025756 | 0.0039829 | 0.0023898 | 0.0010621 | 0 | 0 | 0 | 0 | 0 | 0 | 0 | 0 | 0 | 0 | 0 | 0 | 0 | • | • | • | • | • | • | • | 1.018 | 56.1581
236.25 | 258.75 | 0.21348 | 0.67152 | 1.2278 | 1.1248 | 1.5581 | 1.9495 | 1.7312 | 1.2097 | 1.0419 | 0.53902 | 0.14179 | 0.062665 | 0.016728 | 0.0074348 | 0.0021242 | 0 | 0 | 0 | 0 | 0 | 0 | 0 | • | • | • | • | • | • | • | 11.4979 | 67.656
258.75 | 281.25 | 0.25278 | 0.93333 | 2.0403 | 2.1102 | 3.3056 | 4.3873 | 4.3956 | 3.2477 | 2.3701 | 0.74401 | 0.092935 | 0.0092935 | 0.0023898 | 0 | 0 | 0 | 0 | 0 | 0 | 0 | 0 | 0 | • | • | • | • | • | • | • | 23.8914 | 91.5474
281.25 | 303.75 | 0.28226 | 0.90147 | 1.2873 | 0.8696 | 0.92059 | 0.64072 | 0.22278 | 0.035846 | 0.0039829 | 0 | 0 | 0 | 0 | 0 | 0 | 0 | 0 | 0 | 0 | 0 | 0 | 0 | • | • | • | • | • | • | • | 5.1645 | 96.712
303.75 | 326.25 | 0.26686 | 0.68081 | 0.58469 | 0.24429 | 0.12639 | 0.030801 | 0.0029208 | 0 | 0 | 0 | 0 | 0 | 0 | 0 | 0 | 0 | 0 | 0 | 0 | 0 | 0 | 0 | • | • | • | • | • | • | • | 1.9368 | 57.0769
326.25 | 348.75 | 0.27456 | 0.56478 | 0.35846 | 0.10462 | 0.041688 | 0.0053106 | 0.0010621 | 0.00053106 | 0 | 0 | 0 | 0 | 0 | 0 | 0 | 0 | 0 | 0 | 0 | 0 | 0 | 0 | • | • | • | • | • | • | • | 1.351 | 58.4279
Sum |  | 3.4288 | 8.6538 | 11.3832 | 8.725 | 11.4636 | 13.7626 | 13.0613 | 10.0189 | 9.34 | 5.4733 | 2.4086 | 1.3085 | 0.5369 | 0.23818 | 0.096652 | 0.05284 | 0.028412 | 0.009559 | 0.0039829 | 0.0023898 | 0.0023898 | 0.00079658 | 0 | 0 | 0 | 0 | 0 | 0 | 0 | 99.9997
Acc. |  | 3.4288 | 12.0826 | 23.4658 | 32.1908 | 43.6544 | 57.417 | 70.4783 | 80.4972 | 89.8372 | 95.3105 | 97.7191 | 99.0276 | 99.5645 | 99.8027 | 99.8994 | 99.9522 | 99.9806 | 99.9902 | 99.9942 | 99.9965 | 99.9989 | 99.9997 | 99.9997 | 99.9997 | 99.9997 | 99.9997 | 99.9997 | 99.9997 | 99.9997
Hm0 vs. MWD |  | WS10 [m/s] 20 22: Probability distribution [%] |  |  | Sector [°N]: |  |  | Omni |  | Season: |  | Omni
MWD [°N] |  | WS10 [m/s] 0 2: Hm0 [m] | [13 empty] | Sum | Acc.
|  | 0 | 0.5 | 1 | 1.5 | 2 | 2.5 | 3 | 3.5 | 4 | 4.5 | 5 | 5.5 | 6 | 6.5 | 7 | 7.5 | 8 | 8.5 | 9 | 9.5 | • | • | • | • | • | • | • | • | •
|  | 0.5 | 1 | 1.5 | 2 | 2.5 | 3 | 3.5 | 4 | 4.5 | 5 | 5.5 | 6 | 6.5 | 7 | 7.5 | 8 | 8.5 | 9 | 9.5 | 10 | • | • | • | • | • | • | • | • | •
-11.25 | 11.25 | 0.23977 | 2.8236 | 3.0331 | 1.514 | 0.65692 | 0.37466 | 0.17498 | 0.074082 | 0.04036 | 0.030005 | 0.016994 | 0.011152 | 0.0018587 | 0.00026553 | 0 | 0 | 0 | 0 | 0 | 0 | • | • | • | • | • | • | • | • | • | 8.9918 | 8.9918
11.25 | 33.75 | 0.26473 | 1.9729 | 1.2424 | 0.57062 | 0.25783 | 0.13728 | 0.078596 | 0.048061 | 0.015401 | 0.0066382 | 0.0053106 | 0.0021242 | 0.0010621 | 0 | 0 | 0 | 0 | 0 | 0 | 0 | • | • | • | • | • | • | • | • | • | 4.6029 | 13.5948
33.75 | 56.25 | 0.30722 | 1.6375 | 1.1001 | 0.57089 | 0.25942 | 0.13223 | 0.061868 | 0.043812 | 0.024694 | 0.0055761 | 0.00079658 | 0.0042484 | 0.0042484 | 0.00079658 | 0 | 0 | 0 | 0 | 0 | 0 | • | • | • | • | • | • | • | • | • | 4.1534 | 17.7482
56.25 | 78.75 | 0.38448 | 1.9899 | 1.6046 | 0.95696 | 0.52176 | 0.27004 | 0.1702 | 0.099573 | 0.054168 | 0.02257 | 0.0063727 | 0.0042484 | 0 | 0 | 0 | 0 | 0 | 0 | 0 | 0 | • | • | • | • | • | • | • | • | • | 6.0848 | 23.833
78.75 | 101.25 | 0.27535 | 1.2947 | 1.1019 | 0.71321 | 0.42484 | 0.2326 | 0.10356 | 0.041422 | 0.016994 | 0.0023898 | 0.00026553 | 0 | 0 | 0 | 0 | 0 | 0 | 0 | 0 | 0 | • | • | • | • | • | • | • | • | • | 4.2073 | 28.0403
101.25 | 123.75 | 0.13967 | 0.60195 | 0.52521 | 0.32129 | 0.14153 | 0.057089 | 0.018321 | 0.0013276 | 0 | 0 | 0 | 0 | 0 | 0 | 0 | 0 | 0 | 0 | 0 | 0 | • | • | • | • | • | • | • | • | • | 1.8064 | 29.8467
123.75 | 146.25 | 0.1001 | 0.43175 | 0.35076 | 0.18003 | 0.063196 | 0.025491 | 0.0053106 | 0.0010621 | 0 | 0 | 0 | 0 | 0 | 0 | 0 | 0 | 0 | 0 | 0 | 0 | • | • | • | • | • | • | • | • | • | 1.1577 | 31.0044
146.25 | 168.75 | 0.090811 | 0.37997 | 0.29553 | 0.16781 | 0.068772 | 0.022039 | 0.0087624 | 0.0026553 | 0 | 0 | 0 | 0 | 0 | 0 | 0 | 0 | 0 | 0 | 0 | 0 | • | • | • | • | • | • | • | • | • | 1.0364 | 32.0407
168.75 | 191.25 | 0.092138 | 0.46892 | 0.41157 | 0.27615 | 0.13011 | 0.061603 | 0.024163 | 0.011418 | 0.0026553 | 0.00026553 | 0 | 0 | 0 | 0 | 0 | 0 | 0 | 0 | 0 | 0 | • | • | • | • | • | • | • | • | • | 1.479 | 33.5197
191.25 | 213.75 | 0.12613 | 0.82818 | 0.87359 | 0.6224 | 0.40042 | 0.20924 | 0.09798 | 0.045671 | 0.022304 | 0.009559 | 0.0018587 | 0.00053106 | 0 | 0 | 0 | 0 | 0 | 0 | 0 | 0 | • | • | • | • | • | • | • | • | • | 3.2378 | 36.7576
213.75 | 236.25 | 0.28783 | 2.3696 | 2.7687 | 2.1824 | 1.6795 | 1.261 | 0.96758 | 0.62213 | 0.41369 | 0.21163 | 0.10223 | 0.050981 | 0.023898 | 0.011152 | 0.0047795 | 0.0023898 | 0.00026553 | 0 | 0 | 0 | • | • | • | • | • | • | • | • | • | 12.9596 | 49.7172
236.25 | 258.75 | 0.33722 | 2.0764 | 2.0791 | 1.5106 | 1.1864 | 0.86297 | 0.55602 | 0.41874 | 0.25836 | 0.14498 | 0.068772 | 0.028677 | 0.011683 | 0.0098245 | 0.0039829 | 0.0015932 | 0.00026553 | 0 | 0.00026553 | 0.00026553 | • | • | • | • | • | • | • | • | • | 9.5561 | 59.2733
258.75 | 281.25 | 0.2634 | 1.7817 | 1.7538 | 1.5268 | 1.1431 | 0.81331 | 0.56611 | 0.38077 | 0.26155 | 0.14445 | 0.0932 | 0.056823 | 0.029208 | 0.016728 | 0.0082314 | 0.0029208 | 0.0021242 | 0.0015932 | 0.00053106 | 0.00026553 | • | • | • | • | • | • | • | • | • | 8.8466 | 68.1199
281.25 | 303.75 | 0.2573 | 1.9384 | 1.8698 | 1.5106 | 1.0087 | 0.65718 | 0.4891 | 0.3266 | 0.20897 | 0.1487 | 0.089748 | 0.054168 | 0.03266 | 0.01779 | 0.005045 | 0.0015932 | 0.00053106 | 0 | 0 | 0 | • | • | • | • | • | • | • | • | • | 8.6169 | 76.7368
303.75 | 326.25 | 0.22517 | 2.1848 | 2.2838 | 1.7769 | 1.1126 | 0.65957 | 0.42086 | 0.29978 | 0.20207 | 0.12188 | 0.071162 | 0.033722 | 0.025756 | 0.018056 | 0.0055761 | 0.004514 | 0.0029208 | 0 | 0 | 0 | • | • | • | • | • | • | • | • | • | 9.4491 | 46.2067
326.25 | 348.75 | 0.19357 | 2.7084 | 3.8 | 2.8093 | 1.7042 | 0.96997 | 0.64258 | 0.37466 | 0.24137 | 0.1625 | 0.088686 | 0.061603 | 0.02257 | 0.018587 | 0.0074348 | 0.0047795 | 0.0029208 | 0.00053106 | 0.00053106 | 0 | • | • | • | • | • | • | • | • | • | 13.8141 | 60.0208
Sum |  | 3.5849 | 25.4886 | 25.094 | 17.2099 | 10.7592 | 6.7463 | 4.386 | 2.7918 | 1.7626 | 1.0111 | 0.54539 | 0.30828 | 0.15294 | 0.0932 | 0.03505 | 0.01779 | 0.009028 | 0.0021242 | 0.0013276 | 0.00053106 | 0 | 0 | 0 | 0 | 0 | 0 | 0 | 0 | 0 | 100
Acc. |  | 3.5849 | 29.0735 | 54.1675 | 71.3774 | 82.1366 | 88.8829 | 93.2689 | 96.0606 | 97.8232 | 98.8343 | 99.3797 | 99.688 | 99.8409 | 99.9341 | 99.9692 | 99.987 | 99.996 | 99.9981 | 99.9995 | 100 | 100 | 100 | 100 | 100 | 100 | 100 | 100 | 100 | 100
WSz vs. Hm0 |  | WS10 [m/s] 20 22: Probability distribution [%] |  |  | Sector [°N]: |  |  | Omni |  | Season: |  | Omni
Hm0 [m] |  | WS10 [m/s] 0 2: WSz [m/s] | [13 empty] | Sum | Acc.
|  | 0 | 2 | 4 | 6 | 8 | 10 | 12 | 14 | 16 | 18 | 20 | 22 | 24 | 26 | 28 | 30 | • | • | • | • | • | • | • | • | • | • | • | • | •
|  | 2 | 4 | 6 | 8 | 10 | 12 | 14 | 16 | 18 | 20 | 22 | 24 | 26 | 28 | 30 | 32 | • | • | • | • | • | • | • | • | • | • | • | • | •
0 | 0.5 | 0.46282 | 1.2352 | 1.1917 | 0.57407 | 0.11444 | 0.0058416 | 0.00079658 | 0 | 0 | 0 | 0 | 0 | 0 | 0 | 0 | 0 | • | • | • | • | • | • | • | • | • | • | • | • | • | 3.5849 | 3.5849
0.5 | 1 | 0.77083 | 2.7923 | 5.5238 | 7.6215 | 6.2874 | 2.2445 | 0.23659 | 0.01009 | 0.0015932 | 0 | 0 | 0 | 0 | 0 | 0 | 0 | • | • | • | • | • | • | • | • | • | • | • | • | • | 25.4886 | 29.0735
1 | 1.5 | 0.28916 | 1.0302 | 2.146 | 3.7447 | 6.0726 | 7.3286 | 3.8061 | 0.64019 | 0.033191 | 0.0029208 | 0 | 0.00026553 | 0 | 0 | 0 | 0 | • | • | • | • | • | • | • | • | • | • | • | • | • | 25.094 | 54.1675
1.5 | 2 | 0.069037 | 0.2257 | 0.52389 | 1.0212 | 2.047 | 3.9179 | 5.2646 | 3.2995 | 0.778 | 0.059213 | 0.0034519 | 0.00026553 | 0 | 0.00026553 | 0 | 0 | • | • | • | • | • | • | • | • | • | • | • | • | • | 17.2099 | 71.3774
2 | 2.5 | 0.01009 | 0.037174 | 0.080455 | 0.2257 | 0.53557 | 1.2533 | 2.493 | 3.3494 | 2.116 | 0.58682 | 0.067975 | 0.0031863 | 0.00053106 | 0 | 0 | 0 | • | • | • | • | • | • | • | • | • | • | • | • | • | 10.7592 | 82.1366
2.5 | 3 | 0.0029208 | 0.0079658 | 0.018056 | 0.034253 | 0.10462 | 0.31253 | 0.7703 | 1.7188 | 2.1155 | 1.2432 | 0.35926 | 0.05523 | 0.0031863 | 0.00053106 | 0 | 0 | • | • | • | • | • | • | • | • | • | • | • | • | • | 6.7463 | 88.8829
3 | 3.5 | 0.00026553 | 0.00026553 | 0.0013276 | 0.0034519 | 0.0084969 | 0.043016 | 0.21508 | 0.6216 | 1.1917 | 1.3653 | 0.7233 | 0.18162 | 0.027615 | 0.0029208 | 0 | 0 | • | • | • | • | • | • | • | • | • | • | • | • | • | 4.386 | 93.2689
3.5 | 4 | 0 | 0 | 0 | 0 | 0.00079658 | 0.004514 | 0.026818 | 0.15241 | 0.43308 | 0.80721 | 0.89244 | 0.3805 | 0.080986 | 0.012214 | 0.00053106 | 0.00026553 | • | • | • | • | • | • | • | • | • | • | • | • | • | 2.7918 | 96.0606
4 | 4.5 | 0 | 0 | 0 | 0 | 0 | 0.00079658 | 0.0023898 | 0.024429 | 0.13303 | 0.33111 | 0.5215 | 0.52893 | 0.1787 | 0.038236 | 0.0034519 | 0 | • | • | • | • | • | • | • | • | • | • | • | • | • | 1.7626 | 97.8232
4.5 | 5 | 0 | 0 | 0 | 0 | 0 | 0 | 0 | 0.0015932 | 0.019915 | 0.12692 | 0.23074 | 0.29102 | 0.25889 | 0.06532 | 0.015135 | 0.0013276 | • | • | • | • | • | • | • | • | • | • | • | • | • | 1.0109 | 98.8341
5 | 5.5 | 0 | 0 | 0 | 0 | 0 | 0 | 0 | 0 | 0.0015932 | 0.018587 | 0.084172 | 0.1471 | 0.16038 | 0.10515 | 0.024163 | 0.0037174 | • | • | • | • | • | • | • | • | • | • | • | • | • | 0.54486 | 99.3789
5.5 | 6 | 0 | 0 | 0 | 0 | 0 | 0 | 0 | 0 | 0 | 0.00079658 | 0.025225 | 0.064789 | 0.082579 | 0.08311 | 0.042484 | 0.0077003 | • | • | • | • | • | • | • | • | • | • | • | • | • | 0.30668 | 99.6856
6 | 6.5 | 0 | 0 | 0 | 0 | 0 | 0 | 0 | 0 | 0 | 0 | 0.0029208 | 0.013276 | 0.035846 | 0.04753 | 0.033191 | 0.016728 | • | • | • | • | • | • | • | • | • | • | • | • | • | 0.14949 | 99.8351
6.5 | 7 | 0 | 0 | 0 | 0 | 0 | 0 | 0 | 0 | 0 | 0 | 0.00053106 | 0.0034519 | 0.015135 | 0.025225 | 0.020446 | 0.021242 | • | • | • | • | • | • | • | • | • | • | • | • | • | 0.086031 | 99.9211
7 | 7.5 | 0 | 0 | 0 | 0 | 0 | 0 | 0 | 0 | 0 | 0 | 0 | 0.00026553 | 0.0015932 | 0.0082314 | 0.0071693 | 0.009559 | • | • | • | • | • | • | • | • | • | • | • | • | • | 0.026818 | 99.948
7.5 | 8 | 0 | 0 | 0 | 0 | 0 | 0 | 0 | 0 | 0 | 0 | 0 | 0 | 0.00053106 | 0.0021242 | 0.0039829 | 0.004514 | • | • | • | • | • | • | • | • | • | • | • | • | • | 0.011152 | 99.9591
8 | 8.5 | 0 | 0 | 0 | 0 | 0 | 0 | 0 | 0 | 0 | 0 | 0 | 0 | 0 | 0.00053106 | 0.00079658 | 0.0037174 | • | • | • | • | • | • | • | • | • | • | • | • | • | 0.005045 | 99.9642
8.5 | 9 | 0 | 0 | 0 | 0 | 0 | 0 | 0 | 0 | 0 | 0 | 0 | 0 | 0 | 0 | 0 | 0.00026553 | • | • | • | • | • | • | • | • | • | • | • | • | • | 0.00026553 | 99.9644
9 | 9.5 | 0 | 0 | 0 | 0 | 0 | 0 | 0 | 0 | 0 | 0 | 0 | 0 | 0 | 0 | 0 | 0.00026553 | • | • | • | • | • | • | • | • | • | • | • | • | • | 0.00026553 | 99.9647
9.5 | 10 | 0 | 0 | 0 | 0 | 0 | 0 | 0 | 0 | 0 | 0 | 0 | 0 | 0 | 0 | 0 | 0 | • | • | • | • | • | • | • | • | • | • | • | • | • | 0 | 99.9647
• | • | [16 empty] | • | • | • | • | • | • | • | • | • | • | • | • | • | 0 | 99.9647 | bar: WSz [m/s] 0 2 to WSz [m/s] 30 32
• | • | [16 empty] | • | • | • | • | • | • | • | • | • | • | • | • | • | 0 | 99.9647 | bar: WSz [m/s] 0 2 to WSz [m/s] 30 32
• | • | [16 empty] | • | • | • | • | • | • | • | • | • | • | • | • | • | 0 | 99.9647 | bar: WSz [m/s] 0 2 to WSz [m/s] 30 32
• | • | [16 empty] | • | • | • | • | • | • | • | • | • | • | • | • | • | 0 | 99.9647 | bar: WSz [m/s] 0 2 to WSz [m/s] 30 32
• | • | [16 empty] | • | • | • | • | • | • | • | • | • | • | • | • | • | 0 | 99.9647 | bar: WSz [m/s] 0 2 to WSz [m/s] 30 32
• | • | [16 empty] | • | • | • | • | • | • | • | • | • | • | • | • | • | 0 | 99.9647 | bar: WSz [m/s] 0 2 to WSz [m/s] 30 32
• | • | [16 empty] | • | • | • | • | • | • | • | • | • | • | • | • | • | 0 | 99.9647 | bar: WSz [m/s] 0 2 to WSz [m/s] 30 32
• | • | [16 empty] | • | • | • | • | • | • | • | • | • | • | • | • | • | 0 | 99.9647 | bar: WSz [m/s] 0 2 to WSz [m/s] 30 32
• | • | [16 empty] | • | • | • | • | • | • | • | • | • | • | • | • | • | 0 | 99.9647 | bar: WSz [m/s] 0 2 to WSz [m/s] 30 32
• | • | [16 empty] | • | • | • | • | • | • | • | • | • | • | • | • | • | 0 | 99.9647 | bar: WSz [m/s] 0 2 to WSz [m/s] 30 32
• | • | [16 empty] | • | • | • | • | • | • | • | • | • | • | • | • | • | 0 | 99.9647 | bar: WSz [m/s] 0 2 to WSz [m/s] 30 32
• | • | [16 empty] | • | • | • | • | • | • | • | • | • | • | • | • | • | 0 | 99.9647 | bar: WSz [m/s] 0 2 to WSz [m/s] 30 32
• | • | [16 empty] | • | • | • | • | • | • | • | • | • | • | • | • | • | 0 | 99.9647 | bar: WSz [m/s] 0 2 to WSz [m/s] 30 32
• | • | [16 empty] | • | • | • | • | • | • | • | • | • | • | • | • | • | 0 | 99.9647 | bar: WSz [m/s] 0 2 to WSz [m/s] 30 32
• | • | [16 empty] | • | • | • | • | • | • | • | • | • | • | • | • | • | 0 | 99.9647 | bar: WSz [m/s] 0 2 to WSz [m/s] 30 32
• | • | [16 empty] | • | • | • | • | • | • | • | • | • | • | • | • | • | 0 | 99.9647 | bar: WSz [m/s] 0 2 to WSz [m/s] 30 32
• | • | [16 empty] | • | • | • | • | • | • | • | • | • | • | • | • | • | 0 | 99.9647 | bar: WSz [m/s] 0 2 to WSz [m/s] 30 32
• | • | [16 empty] | • | • | • | • | • | • | • | • | • | • | • | • | • | 0 | 99.9647 | bar: WSz [m/s] 0 2 to WSz [m/s] 30 32
• | • | [16 empty] | • | • | • | • | • | • | • | • | • | • | • | • | • | 0 | 99.9647 | bar: WSz [m/s] 0 2 to WSz [m/s] 30 32
• | • | [16 empty] | • | • | • | • | • | • | • | • | • | • | • | • | • | 0 | 99.9647 | bar: WSz [m/s] 0 2 to WSz [m/s] 30 32
• | • | [16 empty] | • | • | • | • | • | • | • | • | • | • | • | • | • | 0 | 99.9647 | bar: WSz [m/s] 0 2 to WSz [m/s] 30 32
• | • | [16 empty] | • | • | • | • | • | • | • | • | • | • | • | • | • | 0 | 99.9647 | bar: WSz [m/s] 0 2 to WSz [m/s] 30 32
• | • | [16 empty] | • | • | • | • | • | • | • | • | • | • | • | • | • | 0 | 99.9647 | bar: WSz [m/s] 0 2 to WSz [m/s] 30 32
• | • | [16 empty] | • | • | • | • | • | • | • | • | • | • | • | • | • | 0 | 99.9647 | bar: WSz [m/s] 0 2 to WSz [m/s] 30 32
• | • | [16 empty] | • | • | • | • | • | • | • | • | • | • | • | • | • | 0 | 99.9647 | bar: WSz [m/s] 0 2 to WSz [m/s] 30 32
• | • | [16 empty] | • | • | • | • | • | • | • | • | • | • | • | • | • | 0 | 99.9647 | bar: WSz [m/s] 0 2 to WSz [m/s] 30 32
• | • | [16 empty] | • | • | • | • | • | • | • | • | • | • | • | • | • | 0 | 99.9647 | bar: WSz [m/s] 0 2 to WSz [m/s] 30 32
• | • | [16 empty] | • | • | • | • | • | • | • | • | • | • | • | • | • | 0 | 99.9647 | bar: WSz [m/s] 0 2 to WSz [m/s] 30 32
Sum |  | 1.6051 | 5.3289 | 9.4852 | 13.2249 | 15.1709 | 15.1109 | 12.8157 | 9.8179 | 6.8235 | 4.5421 | 2.9115 | 1.6699 | 0.84597 | 0.39139 | 0.15135 | 0.069303 | 0 | 0 | 0 | 0 | 0 | 0 | 0 | 0 | 0 | 0 | 0 | 0 | 0 | 99.9647
Acc. |  | 1.6051 | 6.934 | 16.4192 | 29.6441 | 44.815 | 59.926 | 72.7417 | 82.5596 | 89.3831 | 93.9252 | 96.8368 | 98.5067 | 99.3526 | 99.744 | 99.8954 | 99.9647 | 99.9647 | 99.9647 | 99.9647 | 99.9647 | 99.9647 | 99.9647 | 99.9647 | 99.9647 | 99.9647 | 99.9647 | 99.9647 | 99.9647 | 99.9647
WD10 vs. MWD |  | WSz [m/s] 20 22: Probability distribution [%] |  |  | Sector [°N]: |  |  | Omni |  | Season: |  | Omni
MWD [°N] |  | WSz [m/s] 0 2: WD10 [°N] | Sum | Acc.
|  | -11.25 | 11.25 | 33.75 | 56.25 | 78.75 | 101.25 | 123.75 | 146.25 | 168.75 | 191.25 | 213.75 | 236.25 | 258.75 | 281.25 | 303.75 | 326.25
|  | 11.25 | 33.75 | 56.25 | 78.75 | 101.25 | 123.75 | 146.25 | 168.75 | 191.25 | 213.75 | 236.25 | 258.75 | 281.25 | 303.75 | 326.25 | 348.75
-11.25 | 11.25 | 2.4251 | 1.5656 | 0.81119 | 0.46972 | 0.33297 | 0.27323 | 0.23499 | 0.17658 | 0.14285 | 0.13117 | 0.10701 | 0.13781 | 0.13568 | 0.19968 | 0.44901 | 1.3993 | 8.9918 | 8.9918
11.25 | 33.75 | 0.29819 | 1.0361 | 1.2105 | 0.65612 | 0.42909 | 0.28943 | 0.1864 | 0.085766 | 0.067444 | 0.05045 | 0.044343 | 0.043812 | 0.04275 | 0.037705 | 0.041953 | 0.082845 | 4.6029 | 13.5948
33.75 | 56.25 | 0.039829 | 0.1941 | 1.0141 | 1.3197 | 0.684 | 0.35926 | 0.20154 | 0.08311 | 0.047795 | 0.044343 | 0.035846 | 0.029474 | 0.031863 | 0.024694 | 0.021773 | 0.022039 | 4.1534 | 17.7482
56.25 | 78.75 | 0.013807 | 0.019384 | 0.17605 | 1.5363 | 2.6632 | 0.9721 | 0.30297 | 0.12905 | 0.073817 | 0.054433 | 0.04275 | 0.032925 | 0.025491 | 0.018852 | 0.012214 | 0.011418 | 6.0848 | 23.833
78.75 | 101.25 | 0.0010621 | 0.0018587 | 0.0058416 | 0.038236 | 0.70843 | 2.2788 | 0.83031 | 0.17392 | 0.069568 | 0.039033 | 0.026553 | 0.018056 | 0.0079658 | 0.0034519 | 0.0021242 | 0.0021242 | 4.2073 | 28.0403
101.25 | 123.75 | 0.0018587 | 0.0010621 | 0.0023898 | 0.0063727 | 0.034519 | 0.29314 | 1.0672 | 0.26686 | 0.070896 | 0.025756 | 0.016994 | 0.0077003 | 0.005045 | 0.0026553 | 0.0021242 | 0.0018587 | 1.8064 | 29.8467
123.75 | 146.25 | 0.0023898 | 0.0010621 | 0.0015932 | 0.0058416 | 0.014073 | 0.068506 | 0.47848 | 0.43945 | 0.088421 | 0.031067 | 0.014604 | 0.0058416 | 0.0029208 | 0.0010621 | 0.0010621 | 0.0013276 | 1.1577 | 31.0044
146.25 | 168.75 | 0.00053106 | 0.00079658 | 0.0023898 | 0.0026553 | 0.0087624 | 0.031332 | 0.21003 | 0.54619 | 0.16702 | 0.038236 | 0.014604 | 0.0066382 | 0.0021242 | 0.0031863 | 0.0015932 | 0.00026553 | 1.0364 | 32.0407
168.75 | 191.25 | 0.0029208 | 0.0021242 | 0.0021242 | 0.004514 | 0.010621 | 0.031598 | 0.12028 | 0.72994 | 0.43998 | 0.083641 | 0.030005 | 0.0087624 | 0.0055761 | 0.0026553 | 0.0018587 | 0.0023898 | 1.479 | 33.5197
191.25 | 213.75 | 0.0021242 | 0.0029208 | 0.0042484 | 0.0039829 | 0.012745 | 0.032129 | 0.094262 | 0.54141 | 1.7546 | 0.61762 | 0.11869 | 0.026553 | 0.012214 | 0.0069037 | 0.0042484 | 0.0031863 | 3.2378 | 36.7576
213.75 | 236.25 | 0.018852 | 0.011683 | 0.010621 | 0.020977 | 0.024429 | 0.044609 | 0.092935 | 0.25836 | 1.2549 | 4.5615 | 4.9088 | 1.36 | 0.23473 | 0.080986 | 0.045405 | 0.030801 | 12.9596 | 49.7172
236.25 | 258.75 | 0.037439 | 0.019915 | 0.021773 | 0.02496 | 0.039298 | 0.050185 | 0.066648 | 0.13515 | 0.33218 | 0.88474 | 2.5987 | 3.5812 | 1.2828 | 0.32766 | 0.10515 | 0.048326 | 9.5561 | 59.2733
258.75 | 281.25 | 0.044874 | 0.026022 | 0.019915 | 0.02788 | 0.033191 | 0.043812 | 0.046998 | 0.089483 | 0.19915 | 0.44025 | 1.0183 | 2.6524 | 3.0079 | 0.88102 | 0.23366 | 0.081783 | 8.8466 | 68.1199
281.25 | 303.75 | 0.06532 | 0.035846 | 0.033722 | 0.034253 | 0.037439 | 0.040891 | 0.060275 | 0.088686 | 0.17525 | 0.33218 | 0.62426 | 1.253 | 2.6664 | 2.2573 | 0.70577 | 0.20632 | 8.6169 | 42.1367
303.75 | 326.25 | 0.24482 | 0.096918 | 0.072489 | 0.056292 | 0.06771 | 0.073817 | 0.10064 | 0.14206 | 0.23499 | 0.30961 | 0.46627 | 0.81013 | 1.3805 | 2.458 | 2.1404 | 0.79446 | 9.4491 | 51.5857
326.25 | 348.75 | 1.4636 | 0.4899 | 0.26101 | 0.2172 | 0.18852 | 0.20366 | 0.23313 | 0.28491 | 0.33005 | 0.37094 | 0.4129 | 0.51114 | 0.75171 | 1.4405 | 3.1733 | 3.4816 | 13.8141 | 65.3998
Sum |  | 4.6627 | 3.5052 | 3.6499 | 4.425 | 5.2891 | 5.0865 | 4.327 | 4.1709 | 5.4489 | 8.015 | 10.4807 | 10.4854 | 9.5957 | 7.7463 | 6.9417 | 6.1701 | 100
Acc. |  | 4.6627 | 8.1679 | 11.8179 | 16.2429 | 21.5319 | 26.6184 | 30.9454 | 35.1164 | 40.5653 | 48.5802 | 59.0609 | 69.5463 | 79.142 | 86.8882 | 55.5219 | 61.692
Hm0 vs. Tp |  | WSz [m/s] 20 22: Probability distribution [%] |  |  | Sector [°N]: |  |  | Omni |  | Season: |  | Omni
Tp [s] |  | WSz [m/s] 0 2: Hm0 [m] | [13 empty] | Sum | Acc.
|  | 0 | 0.5 | 1 | 1.5 | 2 | 2.5 | 3 | 3.5 | 4 | 4.5 | 5 | 5.5 | 6 | 6.5 | 7 | 7.5 | 8 | 8.5 | 9 | 9.5 | • | • | • | • | • | • | • | • | •
|  | 0.5 | 1 | 1.5 | 2 | 2.5 | 3 | 3.5 | 4 | 4.5 | 5 | 5.5 | 6 | 6.5 | 7 | 7.5 | 8 | 8.5 | 9 | 9.5 | 10 | • | • | • | • | • | • | • | • | •
0 | 2 | 0.0047795 | 0 | 0 | 0 | 0 | 0 | 0 | 0 | 0 | 0 | 0 | 0 | 0 | 0 | 0 | 0 | 0 | 0 | 0 | 0 | • | • | • | • | • | • | • | • | • | 0.0047795 | 0.0047795
2 | 4 | 1.8276 | 3.5849 | 0.065054 | 0 | 0 | 0 | 0 | 0 | 0 | 0 | 0 | 0 | 0 | 0 | 0 | 0 | 0 | 0 | 0 | 0 | • | • | • | • | • | • | • | • | • | 5.4776 | 5.4824
4 | 6 | 0.96652 | 11.5839 | 10.4124 | 3.5607 | 0.39776 | 0.024694 | 0.00079658 | 0 | 0 | 0 | 0 | 0 | 0 | 0 | 0 | 0 | 0 | 0 | 0 | 0 | • | • | • | • | • | • | • | • | • | 26.9469 | 32.4292
6 | 8 | 0.19596 | 4.5689 | 8.1899 | 9.2053 | 7.528 | 4.4726 | 1.9386 | 0.38422 | 0.032129 | 0.0010621 | 0.00026553 | 0 | 0 | 0 | 0 | 0 | 0 | 0 | 0 | 0 | • | • | • | • | • | • | • | • | • | 36.517 | 68.9462
8 | 10 | 0.21322 | 2.4641 | 3.2426 | 2.4378 | 1.7408 | 1.6078 | 2.0491 | 2.1266 | 1.475 | 0.76631 | 0.33642 | 0.11073 | 0.015932 | 0.0034519 | 0.00026553 | 0 | 0 | 0 | 0 | 0 | • | • | • | • | • | • | • | • | • | 18.5902 | 87.5364
10 | 12 | 0.13091 | 1.4293 | 2.0778 | 1.2257 | 0.64815 | 0.41475 | 0.30297 | 0.22172 | 0.20977 | 0.21508 | 0.18348 | 0.16888 | 0.11683 | 0.068506 | 0.024694 | 0.011152 | 0.0029208 | 0.0013276 | 0.00026553 | 0.00026553 | • | • | • | • | • | • | • | • | • | 7.4544 | 94.9908
12 | 14 | 0.12135 | 0.52017 | 0.57142 | 0.55044 | 0.2788 | 0.12852 | 0.070365 | 0.043281 | 0.03027 | 0.020711 | 0.019118 | 0.025225 | 0.016197 | 0.016728 | 0.0066382 | 0.004514 | 0.0047795 | 0.00053106 | 0.00053106 | 0.00026553 | • | • | • | • | • | • | • | • | • | 2.4298 | 97.4207
14 | 16 | 0.092669 | 0.73764 | 0.25544 | 0.16197 | 0.13197 | 0.080721 | 0.018321 | 0.013807 | 0.015401 | 0.0079658 | 0.0061071 | 0.0034519 | 0.0037174 | 0.0039829 | 0.0031863 | 0.0018587 | 0.0013276 | 0.00026553 | 0.00053106 | 0 | • | • | • | • | • | • | • | • | • | 1.5403 | 98.961
16 | 18 | 0.025225 | 0.41077 | 0.15613 | 0.039564 | 0.025491 | 0.015666 | 0.0058416 | 0.0021242 | 0 | 0 | 0 | 0 | 0.00026553 | 0.00053106 | 0.00026553 | 0.00026553 | 0 | 0 | 0 | 0 | • | • | • | • | • | • | • | • | • | 0.68214 | 99.6431
18 | 20 | 0.0063727 | 0.14976 | 0.099042 | 0.025225 | 0.005045 | 0.0013276 | 0 | 0 | 0 | 0 | 0 | 0 | 0 | 0 | 0 | 0 | 0 | 0 | 0 | 0 | • | • | • | • | • | • | • | • | • | 0.28677 | 99.9299
20 | 22 | 0.00026553 | 0.033457 | 0.020977 | 0.0031863 | 0.0029208 | 0.00026553 | 0 | 0 | 0 | 0 | 0 | 0 | 0 | 0 | 0 | 0 | 0 | 0 | 0 | 0 | • | • | • | • | • | • | • | • | • | 0.061071 | 99.991
22 | 24 | 0 | 0.0039829 | 0.0031863 | 0 | 0.00026553 | 0 | 0 | 0 | 0 | 0 | 0 | 0 | 0 | 0 | 0 | 0 | 0 | 0 | 0 | 0 | • | • | • | • | • | • | • | • | • | 0.0074348 | 99.9984
24 | 26 | 0 | 0.0010621 | 0 | 0 | 0 | 0 | 0 | 0 | 0 | 0 | 0 | 0 | 0 | 0 | 0 | 0 | 0 | 0 | 0 | 0 | • | • | • | • | • | • | • | • | • | 0.0010621 | 99.9995
26 | 28 | 0 | 0.00053106 | 0 | 0 | 0 | 0 | 0 | 0 | 0 | 0 | 0 | 0 | 0 | 0 | 0 | 0 | 0 | 0 | 0 | 0 | • | • | • | • | • | • | • | • | • | 0.00053106 | 100
• | • | [16 empty] | • | • | • | • | • | • | • | • | • | • | • | • | • | 0 | 100 | bar: WSz [m/s] 0 2 to WSz [m/s] 30 32
• | • | [16 empty] | • | • | • | • | • | • | • | • | • | • | • | • | • | 0 | 100 | bar: WSz [m/s] 0 2 to WSz [m/s] 30 32
• | • | [16 empty] | • | • | • | • | • | • | • | • | • | • | • | • | • | 0 | 100 | bar: WSz [m/s] 0 2 to WSz [m/s] 30 32
• | • | [16 empty] | • | • | • | • | • | • | • | • | • | • | • | • | • | 0 | 100 | bar: WSz [m/s] 0 2 to WSz [m/s] 30 32
• | • | [16 empty] | • | • | • | • | • | • | • | • | • | • | • | • | • | 0 | 100 | bar: WSz [m/s] 0 2 to WSz [m/s] 30 32
• | • | [16 empty] | • | • | • | • | • | • | • | • | • | • | • | • | • | 0 | 100 | bar: WSz [m/s] 0 2 to WSz [m/s] 30 32
• | • | [16 empty] | • | • | • | • | • | • | • | • | • | • | • | • | • | 0 | 100 | bar: WSz [m/s] 0 2 to WSz [m/s] 30 32
• | • | [16 empty] | • | • | • | • | • | • | • | • | • | • | • | • | • | 0 | 100 | bar: WSz [m/s] 0 2 to WSz [m/s] 30 32
• | • | [16 empty] | • | • | • | • | • | • | • | • | • | • | • | • | • | 0 | 100 | bar: WSz [m/s] 0 2 to WSz [m/s] 30 32
• | • | [16 empty] | • | • | • | • | • | • | • | • | • | • | • | • | • | 0 | 100 | bar: WSz [m/s] 0 2 to WSz [m/s] 30 32
• | • | [16 empty] | • | • | • | • | • | • | • | • | • | • | • | • | • | 0 | 100 | bar: WSz [m/s] 0 2 to WSz [m/s] 30 32
• | • | [16 empty] | • | • | • | • | • | • | • | • | • | • | • | • | • | 0 | 100 | bar: WSz [m/s] 0 2 to WSz [m/s] 30 32
• | • | [16 empty] | • | • | • | • | • | • | • | • | • | • | • | • | • | 0 | 100 | bar: WSz [m/s] 0 2 to WSz [m/s] 30 32
• | • | [16 empty] | • | • | • | • | • | • | • | • | • | • | • | • | • | 0 | 100 | bar: WSz [m/s] 0 2 to WSz [m/s] 30 32
• | • | [16 empty] | • | • | • | • | • | • | • | • | • | • | • | • | • | 0 | 100 | bar: WSz [m/s] 0 2 to WSz [m/s] 30 32
• | • | [16 empty] | • | • | • | • | • | • | • | • | • | • | • | • | • | 0 | 100 | bar: WSz [m/s] 0 2 to WSz [m/s] 30 32
• | • | [16 empty] | • | • | • | • | • | • | • | • | • | • | • | • | • | 0 | 100 | bar: WSz [m/s] 0 2 to WSz [m/s] 30 32
• | • | [16 empty] | • | • | • | • | • | • | • | • | • | • | • | • | • | 0 | 100 | bar: WSz [m/s] 0 2 to WSz [m/s] 30 32
• | • | [16 empty] | • | • | • | • | • | • | • | • | • | • | • | • | • | 0 | 100 | bar: WSz [m/s] 0 2 to WSz [m/s] 30 32
• | • | [16 empty] | • | • | • | • | • | • | • | • | • | • | • | • | • | 0 | 100 | bar: WSz [m/s] 0 2 to WSz [m/s] 30 32
• | • | [16 empty] | • | • | • | • | • | • | • | • | • | • | • | • | • | 0 | 100 | bar: WSz [m/s] 0 2 to WSz [m/s] 30 32
• | • | [16 empty] | • | • | • | • | • | • | • | • | • | • | • | • | • | 0 | 100 | bar: WSz [m/s] 0 2 to WSz [m/s] 30 32
• | • | [16 empty] | • | • | • | • | • | • | • | • | • | • | • | • | • | 0 | 100 | bar: WSz [m/s] 0 2 to WSz [m/s] 30 32
• | • | [16 empty] | • | • | • | • | • | • | • | • | • | • | • | • | • | 0 | 100 | bar: WSz [m/s] 0 2 to WSz [m/s] 30 32
• | • | [16 empty] | • | • | • | • | • | • | • | • | • | • | • | • | • | 0 | 100 | bar: WSz [m/s] 0 2 to WSz [m/s] 30 32
• | • | [16 empty] | • | • | • | • | • | • | • | • | • | • | • | • | • | 0 | 100 | bar: WSz [m/s] 0 2 to WSz [m/s] 30 32
• | • | [16 empty] | • | • | • | • | • | • | • | • | • | • | • | • | • | 0 | 100 | bar: WSz [m/s] 0 2 to WSz [m/s] 30 32
• | • | [16 empty] | • | • | • | • | • | • | • | • | • | • | • | • | • | 0 | 100 | bar: WSz [m/s] 0 2 to WSz [m/s] 30 32
• | • | [16 empty] | • | • | • | • | • | • | • | • | • | • | • | • | • | 0 | 100 | bar: WSz [m/s] 0 2 to WSz [m/s] 30 32
• | • | [16 empty] | • | • | • | • | • | • | • | • | • | • | • | • | • | 0 | 100 | bar: WSz [m/s] 0 2 to WSz [m/s] 30 32
• | • | [16 empty] | • | • | • | • | • | • | • | • | • | • | • | • | • | 0 | 100 | bar: WSz [m/s] 0 2 to WSz [m/s] 30 32
• | • | [16 empty] | • | • | • | • | • | • | • | • | • | • | • | • | • | 0 | 100 | bar: WSz [m/s] 0 2 to WSz [m/s] 30 32
• | • | [16 empty] | • | • | • | • | • | • | • | • | • | • | • | • | • | 0 | 100 | bar: WSz [m/s] 0 2 to WSz [m/s] 30 32
• | • | [16 empty] | • | • | • | • | • | • | • | • | • | • | • | • | • | 0 | 100 | bar: WSz [m/s] 0 2 to WSz [m/s] 30 32
Sum |  | 3.5849 | 25.4886 | 25.094 | 17.2099 | 10.7592 | 6.7463 | 4.386 | 2.7918 | 1.7626 | 1.0111 | 0.54539 | 0.30828 | 0.15294 | 0.0932 | 0.03505 | 0.01779 | 0.009028 | 0.0021242 | 0.0013276 | 0.00053106 | 0 | 0 | 0 | 0 | 0 | 0 | 0 | 0 | 0 | 100
Acc. |  | 3.5849 | 29.0735 | 54.1675 | 71.3774 | 82.1366 | 88.8829 | 93.2689 | 96.0606 | 97.8232 | 98.8343 | 99.3797 | 99.688 | 99.8409 | 99.9341 | 99.9692 | 99.987 | 99.996 | 99.9981 | 99.9995 | 100 | 100 | 100 | 100 | 100 | 100 | 100 | 100 | 100 | 100
Hm0 vs. T02 |  | WSz [m/s] 20 22: Probability distribution [%] |  |  | Sector [°N]: |  |  | Omni |  | Season: |  | Omni
T02 [s] |  | WSz [m/s] 0 2: Hm0 [m] | [13 empty] | Sum | Acc.
|  | 0 | 0.5 | 1 | 1.5 | 2 | 2.5 | 3 | 3.5 | 4 | 4.5 | 5 | 5.5 | 6 | 6.5 | 7 | 7.5 | 8 | 8.5 | 9 | 9.5 | • | • | • | • | • | • | • | • | •
|  | 0.5 | 1 | 1.5 | 2 | 2.5 | 3 | 3.5 | 4 | 4.5 | 5 | 5.5 | 6 | 6.5 | 7 | 7.5 | 8 | 8.5 | 9 | 9.5 | 10 | • | • | • | • | • | • | • | • | •
0 | 0.5 | 0 | 0 | 0 | 0 | 0 | 0 | 0 | 0 | 0 | 0 | 0 | 0 | 0 | 0 | 0 | 0 | 0 | 0 | 0 | 0 | • | • | • | • | • | • | • | • | • | 0 | 0
0.5 | 1 | 0 | 0 | 0 | 0 | 0 | 0 | 0 | 0 | 0 | 0 | 0 | 0 | 0 | 0 | 0 | 0 | 0 | 0 | 0 | 0 | • | • | • | • | • | • | • | • | • | 0 | 0
1 | 1.5 | 0.0015932 | 0 | 0 | 0 | 0 | 0 | 0 | 0 | 0 | 0 | 0 | 0 | 0 | 0 | 0 | 0 | 0 | 0 | 0 | 0 | • | • | • | • | • | • | • | • | • | 0.0015932 | 0.0015932
1.5 | 2 | 0.073817 | 0 | 0 | 0 | 0 | 0 | 0 | 0 | 0 | 0 | 0 | 0 | 0 | 0 | 0 | 0 | 0 | 0 | 0 | 0 | • | • | • | • | • | • | • | • | • | 0.073817 | 0.07541
2 | 2.5 | 1.4299 | 0.21667 | 0 | 0 | 0 | 0 | 0 | 0 | 0 | 0 | 0 | 0 | 0 | 0 | 0 | 0 | 0 | 0 | 0 | 0 | • | • | • | • | • | • | • | • | • | 1.6465 | 1.7219
2.5 | 3 | 0.91846 | 5.8791 | 0.0010621 | 0 | 0 | 0 | 0 | 0 | 0 | 0 | 0 | 0 | 0 | 0 | 0 | 0 | 0 | 0 | 0 | 0 | • | • | • | • | • | • | • | • | • | 6.7986 | 8.5205
3 | 3.5 | 0.58044 | 9.7675 | 0.83827 | 0.00026553 | 0 | 0 | 0 | 0 | 0 | 0 | 0 | 0 | 0 | 0 | 0 | 0 | 0 | 0 | 0 | 0 | • | • | • | • | • | • | • | • | • | 11.1864 | 19.707
3.5 | 4 | 0.44795 | 5.7835 | 8.3291 | 0.13462 | 0 | 0 | 0 | 0 | 0 | 0 | 0 | 0 | 0 | 0 | 0 | 0 | 0 | 0 | 0 | 0 | • | • | • | • | • | • | • | • | • | 14.6951 | 34.4021
4 | 4.5 | 0.11046 | 1.7559 | 8.892 | 4.5286 | 0.087624 | 0.00026553 | 0 | 0 | 0 | 0 | 0 | 0 | 0 | 0 | 0 | 0 | 0 | 0 | 0 | 0 | • | • | • | • | • | • | • | • | • | 15.3749 | 49.777
4.5 | 5 | 0.015135 | 1.0364 | 3.4566 | 6.9927 | 2.548 | 0.12719 | 0.0013276 | 0 | 0 | 0 | 0 | 0 | 0 | 0 | 0 | 0 | 0 | 0 | 0 | 0 | • | • | • | • | • | • | • | • | • | 14.1773 | 63.9543
5 | 5.5 | 0.0037174 | 0.69409 | 1.5653 | 2.9479 | 4.793 | 1.8053 | 0.19357 | 0.0026553 | 0 | 0 | 0 | 0 | 0 | 0 | 0 | 0 | 0 | 0 | 0 | 0 | • | • | • | • | • | • | • | • | • | 12.0056 | 75.9599
5.5 | 6 | 0.0018587 | 0.27429 | 0.92722 | 1.2427 | 2.0005 | 3.0987 | 1.4978 | 0.22596 | 0.015932 | 0.00026553 | 0 | 0 | 0 | 0 | 0 | 0 | 0 | 0 | 0 | 0 | • | • | • | • | • | • | • | • | • | 9.2853 | 85.2451
6 | 6.5 | 0.0013276 | 0.062134 | 0.58522 | 0.59664 | 0.72224 | 1.1396 | 1.8991 | 1.3096 | 0.30668 | 0.033191 | 0.0013276 | 0 | 0 | 0 | 0 | 0 | 0 | 0 | 0 | 0 | • | • | • | • | • | • | • | • | • | 6.6571 | 91.9022
6.5 | 7 | 0.00026553 | 0.01009 | 0.33669 | 0.37891 | 0.33271 | 0.35714 | 0.59664 | 0.94103 | 0.92138 | 0.33589 | 0.060275 | 0.0058416 | 0 | 0 | 0 | 0 | 0 | 0 | 0 | 0 | • | • | • | • | • | • | • | • | • | 4.2769 | 96.1791
7 | 7.5 | 0 | 0.0021242 | 0.12772 | 0.27217 | 0.14816 | 0.13622 | 0.15958 | 0.25969 | 0.41157 | 0.43148 | 0.24322 | 0.078331 | 0.015666 | 0.0023898 | 0 | 0 | 0 | 0 | 0 | 0 | • | • | • | • | • | • | • | • | • | 2.2883 | 98.4674
7.5 | 8 | 0 | 0.0021242 | 0.028412 | 0.079658 | 0.069303 | 0.047795 | 0.02788 | 0.046733 | 0.095059 | 0.18587 | 0.18667 | 0.13383 | 0.063196 | 0.021242 | 0.0047795 | 0.00053106 | 0 | 0 | 0 | 0 | • | • | • | • | • | • | • | • | • | 0.99308 | 99.4604
8 | 8.5 | 0 | 0.0021242 | 0.0061071 | 0.029208 | 0.034519 | 0.02018 | 0.0069037 | 0.0053106 | 0.0098245 | 0.022835 | 0.050981 | 0.075941 | 0.049123 | 0.035846 | 0.013807 | 0.0042484 | 0.0010621 | 0 | 0 | 0 | • | • | • | • | • | • | • | • | • | 0.36802 | 99.8285
8.5 | 9 | 0 | 0.0026553 | 0.00026553 | 0.0053106 | 0.011418 | 0.0058416 | 0.0031863 | 0 | 0.0015932 | 0.0015932 | 0.0029208 | 0.014339 | 0.023101 | 0.025491 | 0.0087624 | 0.0058416 | 0.0013276 | 0.0010621 | 0.00026553 | 0 | • | • | • | • | • | • | • | • | • | 0.11497 | 99.9434
9 | 9.5 | 0 | 0 | 0 | 0.0013276 | 0.0098245 | 0.0053106 | 0 | 0.00079658 | 0.00053106 | 0 | 0 | 0 | 0.0018587 | 0.0079658 | 0.0069037 | 0.0058416 | 0.005045 | 0.00053106 | 0.00053106 | 0.00053106 | • | • | • | • | • | • | • | • | • | 0.046998 | 99.9904
9.5 | 10 | 0 | 0 | 0 | 0 | 0.0018587 | 0.0013276 | 0 | 0 | 0 | 0 | 0 | 0 | 0 | 0.00026553 | 0.00079658 | 0.0013276 | 0.0015932 | 0.00053106 | 0.00026553 | 0 | • | • | • | • | • | • | • | • | • | 0.0079658 | 99.9984
10 | 10.5 | 0 | 0 | 0 | 0 | 0 | 0.0013276 | 0 | 0 | 0 | 0 | 0 | 0 | 0 | 0 | 0 | 0 | 0 | 0 | 0.00026553 | 0 | • | • | • | • | • | • | • | • | • | 0.0015932 | 100
10.5 | 11 | 0 | 0 | 0 | 0 | 0 | 0 | 0 | 0 | 0 | 0 | 0 | 0 | 0 | 0 | 0 | 0 | 0 | 0 | 0 | 0 | • | • | • | • | • | • | • | • | • | 0 | 100
• | • | [16 empty] | • | • | • | • | • | • | • | • | • | • | • | • | • | 0 | 100 | bar: WSz [m/s] 0 2 to WSz [m/s] 30 32
• | • | [16 empty] | • | • | • | • | • | • | • | • | • | • | • | • | • | 0 | 100 | bar: WSz [m/s] 0 2 to WSz [m/s] 30 32
• | • | [16 empty] | • | • | • | • | • | • | • | • | • | • | • | • | • | 0 | 100 | bar: WSz [m/s] 0 2 to WSz [m/s] 30 32
• | • | [16 empty] | • | • | • | • | • | • | • | • | • | • | • | • | • | 0 | 100 | bar: WSz [m/s] 0 2 to WSz [m/s] 30 32
• | • | [16 empty] | • | • | • | • | • | • | • | • | • | • | • | • | • | 0 | 100 | bar: WSz [m/s] 0 2 to WSz [m/s] 30 32
• | • | [16 empty] | • | • | • | • | • | • | • | • | • | • | • | • | • | 0 | 100 | bar: WSz [m/s] 0 2 to WSz [m/s] 30 32
• | • | [16 empty] | • | • | • | • | • | • | • | • | • | • | • | • | • | 0 | 100 | bar: WSz [m/s] 0 2 to WSz [m/s] 30 32
• | • | [16 empty] | • | • | • | • | • | • | • | • | • | • | • | • | • | 0 | 100 | bar: WSz [m/s] 0 2 to WSz [m/s] 30 32
• | • | [16 empty] | • | • | • | • | • | • | • | • | • | • | • | • | • | 0 | 100 | bar: WSz [m/s] 0 2 to WSz [m/s] 30 32
• | • | [16 empty] | • | • | • | • | • | • | • | • | • | • | • | • | • | 0 | 100 | bar: WSz [m/s] 0 2 to WSz [m/s] 30 32
• | • | [16 empty] | • | • | • | • | • | • | • | • | • | • | • | • | • | 0 | 100 | bar: WSz [m/s] 0 2 to WSz [m/s] 30 32
• | • | [16 empty] | • | • | • | • | • | • | • | • | • | • | • | • | • | 0 | 100 | bar: WSz [m/s] 0 2 to WSz [m/s] 30 32
• | • | [16 empty] | • | • | • | • | • | • | • | • | • | • | • | • | • | 0 | 100 | bar: WSz [m/s] 0 2 to WSz [m/s] 30 32
• | • | [16 empty] | • | • | • | • | • | • | • | • | • | • | • | • | • | 0 | 100 | bar: WSz [m/s] 0 2 to WSz [m/s] 30 32
• | • | [16 empty] | • | • | • | • | • | • | • | • | • | • | • | • | • | 0 | 100 | bar: WSz [m/s] 0 2 to WSz [m/s] 30 32
• | • | [16 empty] | • | • | • | • | • | • | • | • | • | • | • | • | • | 0 | 100 | bar: WSz [m/s] 0 2 to WSz [m/s] 30 32
• | • | [16 empty] | • | • | • | • | • | • | • | • | • | • | • | • | • | 0 | 100 | bar: WSz [m/s] 0 2 to WSz [m/s] 30 32
• | • | [16 empty] | • | • | • | • | • | • | • | • | • | • | • | • | • | 0 | 100 | bar: WSz [m/s] 0 2 to WSz [m/s] 30 32
• | • | [16 empty] | • | • | • | • | • | • | • | • | • | • | • | • | • | 0 | 100 | bar: WSz [m/s] 0 2 to WSz [m/s] 30 32
• | • | [16 empty] | • | • | • | • | • | • | • | • | • | • | • | • | • | 0 | 100 | bar: WSz [m/s] 0 2 to WSz [m/s] 30 32
• | • | [16 empty] | • | • | • | • | • | • | • | • | • | • | • | • | • | 0 | 100 | bar: WSz [m/s] 0 2 to WSz [m/s] 30 32
• | • | [16 empty] | • | • | • | • | • | • | • | • | • | • | • | • | • | 0 | 100 | bar: WSz [m/s] 0 2 to WSz [m/s] 30 32
• | • | [16 empty] | • | • | • | • | • | • | • | • | • | • | • | • | • | 0 | 100 | bar: WSz [m/s] 0 2 to WSz [m/s] 30 32
• | • | [16 empty] | • | • | • | • | • | • | • | • | • | • | • | • | • | 0 | 100 | bar: WSz [m/s] 0 2 to WSz [m/s] 30 32
• | • | [16 empty] | • | • | • | • | • | • | • | • | • | • | • | • | • | 0 | 100 | bar: WSz [m/s] 0 2 to WSz [m/s] 30 32
• | • | [16 empty] | • | • | • | • | • | • | • | • | • | • | • | • | • | 0 | 100 | bar: WSz [m/s] 0 2 to WSz [m/s] 30 32
Sum |  | 3.5849 | 25.4886 | 25.094 | 17.2099 | 10.7592 | 6.7463 | 4.386 | 2.7918 | 1.7626 | 1.0111 | 0.54539 | 0.30828 | 0.15294 | 0.0932 | 0.03505 | 0.01779 | 0.009028 | 0.0021242 | 0.0013276 | 0.00053106 | 0 | 0 | 0 | 0 | 0 | 0 | 0 | 0 | 0 | 100
Acc. |  | 3.5849 | 29.0735 | 54.1675 | 71.3774 | 82.1366 | 88.8829 | 93.2689 | 96.0606 | 97.8232 | 98.8343 | 99.3797 | 99.688 | 99.8409 | 99.9341 | 99.9692 | 99.987 | 99.996 | 99.9981 | 99.9995 | 100 | 100 | 100 | 100 | 100 | 100 | 100 | 100 | 100 | 100
Hm0 vs. WL |  | WSz [m/s] 20 22: Probability distribution [%] |  |  | Sector [°N]: |  |  | Omni |  | Season: |  | Omni
WL [mMSL] |  | WSz [m/s] 0 2: Hm0 [m] | [13 empty] | Sum | Acc.
|  | 0 | 0.5 | 1 | 1.5 | 2 | 2.5 | 3 | 3.5 | 4 | 4.5 | 5 | 5.5 | 6 | 6.5 | 7 | 7.5 | 8 | 8.5 | 9 | 9.5 | • | • | • | • | • | • | • | • | •
|  | 0.5 | 1 | 1.5 | 2 | 2.5 | 3 | 3.5 | 4 | 4.5 | 5 | 5.5 | 6 | 6.5 | 7 | 7.5 | 8 | 8.5 | 9 | 9.5 | 10 | • | • | • | • | • | • | • | • | •
-2 | -1.8 | 0 | 0 | 0 | 0 | 0.00026553 | 0 | 0 | 0 | 0 | 0 | 0 | 0 | 0 | 0 | 0 | 0 | 0 | 0 | 0 | 0 | • | • | • | • | • | • | • | • | • | 0.00026553 | 0.00026553
-1.8 | -1.6 | 0 | 0 | 0 | 0.0015932 | 0.0010621 | 0.0013276 | 0.00053106 | 0 | 0.0015932 | 0 | 0 | 0 | 0 | 0 | 0 | 0 | 0 | 0 | 0 | 0 | • | • | • | • | • | • | • | • | • | 0.0061071 | 0.0063727
-1.6 | -1.4 | 0 | 0.00026553 | 0.0018587 | 0.0037174 | 0.0047795 | 0.0047795 | 0.0034519 | 0.0029208 | 0.0034519 | 0.00079658 | 0.00026553 | 0 | 0 | 0 | 0 | 0 | 0 | 0 | 0 | 0 | • | • | • | • | • | • | • | • | • | 0.026287 | 0.03266
-1.4 | -1.2 | 0 | 0.0077003 | 0.018852 | 0.030536 | 0.029474 | 0.026553 | 0.011683 | 0.009028 | 0.005045 | 0.0010621 | 0.0010621 | 0.00079658 | 0 | 0 | 0 | 0 | 0 | 0 | 0 | 0 | • | • | • | • | • | • | • | • | • | 0.14179 | 0.17445
-1.2 | -1 | 0.019649 | 0.23499 | 0.2634 | 0.19171 | 0.12267 | 0.07302 | 0.039298 | 0.020977 | 0.012745 | 0.0047795 | 0.0018587 | 0.0010621 | 0 | 0.00026553 | 0 | 0 | 0 | 0 | 0 | 0 | • | • | • | • | • | • | • | • | • | 0.98644 | 1.1609
-1 | -0.8 | 0.24853 | 1.685 | 1.5172 | 0.82606 | 0.39723 | 0.1949 | 0.099573 | 0.043281 | 0.026287 | 0.0074348 | 0.0026553 | 0.0018587 | 0.00053106 | 0.00053106 | 0 | 0 | 0 | 0 | 0 | 0 | • | • | • | • | • | • | • | • | • | 5.0511 | 6.212
-0.8 | -0.6 | 0.47901 | 3.0313 | 2.8005 | 1.7068 | 0.89669 | 0.4267 | 0.22729 | 0.11046 | 0.052575 | 0.018056 | 0.0066382 | 0.0031863 | 0.0013276 | 0 | 0.00026553 | 0 | 0 | 0 | 0 | 0 | • | • | • | • | • | • | • | • | • | 9.7608 | 15.9728
-0.6 | -0.4 | 0.39962 | 2.8648 | 2.8754 | 1.9567 | 1.1896 | 0.67152 | 0.39245 | 0.19623 | 0.098245 | 0.043016 | 0.016994 | 0.010356 | 0.0023898 | 0.0010621 | 0.00026553 | 0.00053106 | 0 | 0 | 0 | 0 | • | • | • | • | • | • | • | • | • | 10.7191 | 26.6919
-0.4 | -0.2 | 0.39086 | 2.7649 | 2.7679 | 1.9102 | 1.1967 | 0.77348 | 0.47954 | 0.29049 | 0.15958 | 0.080721 | 0.036908 | 0.013542 | 0.0047795 | 0.0029208 | 0.00079658 | 0.00026553 | 0 | 0 | 0 | 0 | • | • | • | • | • | • | • | • | • | 10.8736 | 37.5656
-0.2 | 0 | 0.40599 | 2.9381 | 2.8985 | 1.9527 | 1.2347 | 0.79393 | 0.50849 | 0.33085 | 0.1779 | 0.1171 | 0.048061 | 0.025491 | 0.0077003 | 0.004514 | 0.00079658 | 0.00079658 | 0.00026553 | 0 | 0 | 0 | • | • | • | • | • | • | • | • | • | 11.4459 | 49.0114
0 | 0.2 | 0.42989 | 3.142 | 3.0586 | 2.069 | 1.2727 | 0.80163 | 0.51194 | 0.33589 | 0.20233 | 0.12002 | 0.055495 | 0.027349 | 0.011418 | 0.004514 | 0.0029208 | 0.00079658 | 0.0013276 | 0 | 0 | 0 | • | • | • | • | • | • | • | • | • | 12.0478 | 61.0592
0.2 | 0.4 | 0.46521 | 3.3974 | 3.2713 | 2.2126 | 1.3263 | 0.81278 | 0.52521 | 0.33802 | 0.20817 | 0.11444 | 0.068506 | 0.035315 | 0.018852 | 0.0079658 | 0.0029208 | 0.0018587 | 0.0010621 | 0.00079658 | 0 | 0 | • | • | • | • | • | • | • | • | • | 12.8088 | 73.8681
0.4 | 0.6 | 0.44423 | 3.1277 | 3.0095 | 2.0873 | 1.3144 | 0.81252 | 0.54141 | 0.34359 | 0.21003 | 0.11922 | 0.070896 | 0.038502 | 0.018056 | 0.010356 | 0.0026553 | 0.0026553 | 0.00053106 | 0 | 0.00053106 | 0 | • | • | • | • | • | • | • | • | • | 12.154 | 86.0221
0.6 | 0.8 | 0.24004 | 1.7456 | 1.8744 | 1.4344 | 1.0077 | 0.68267 | 0.45087 | 0.32235 | 0.22092 | 0.1248 | 0.070099 | 0.039033 | 0.018321 | 0.013807 | 0.0066382 | 0.0013276 | 0.00053106 | 0.00026553 | 0 | 0.00026553 | • | • | • | • | • | • | • | • | • | 8.2539 | 94.276
0.8 | 1 | 0.059744 | 0.49787 | 0.62558 | 0.64895 | 0.56239 | 0.43387 | 0.35368 | 0.24535 | 0.16357 | 0.10993 | 0.063461 | 0.032925 | 0.021242 | 0.010356 | 0.0034519 | 0.0013276 | 0.0010621 | 0.00026553 | 0 | 0 | • | • | • | • | • | • | • | • | • | 3.835 | 98.111
1 | 1.2 | 0.0021242 | 0.048592 | 0.099839 | 0.15321 | 0.16489 | 0.18109 | 0.16941 | 0.13648 | 0.12453 | 0.070896 | 0.044343 | 0.029739 | 0.013276 | 0.0098245 | 0.0053106 | 0.0015932 | 0.0010621 | 0.00026553 | 0 | 0.00026553 | • | • | • | • | • | • | • | • | • | 1.2567 | 99.3678
1.2 | 1.4 | 0 | 0.0021242 | 0.010621 | 0.021508 | 0.031863 | 0.048061 | 0.056026 | 0.046733 | 0.057885 | 0.044874 | 0.032925 | 0.020446 | 0.011152 | 0.0092935 | 0.0039829 | 0.0010621 | 0.00026553 | 0.00026553 | 0.00026553 | 0 | • | • | • | • | • | • | • | • | • | 0.39935 | 99.7671
1.4 | 1.6 | 0 | 0.00026553 | 0.00053106 | 0.0026553 | 0.0047795 | 0.0069037 | 0.013011 | 0.013542 | 0.026287 | 0.02496 | 0.015932 | 0.013807 | 0.011152 | 0.0071693 | 0.0026553 | 0.0018587 | 0 | 0 | 0.00026553 | 0 | • | • | • | • | • | • | • | • | • | 0.14577 | 99.9129
1.6 | 1.8 | 0 | 0 | 0 | 0.00026553 | 0.0010621 | 0.00053106 | 0.0015932 | 0.004514 | 0.0084969 | 0.0071693 | 0.0069037 | 0.0074348 | 0.0066382 | 0.0053106 | 0.00079658 | 0.0015932 | 0.0010621 | 0 | 0 | 0 | • | • | • | • | • | • | • | • | • | 0.053371 | 99.9663
1.8 | 2 | 0 | 0 | 0 | 0 | 0 | 0 | 0.00053106 | 0.0010621 | 0.0026553 | 0.00079658 | 0.0013276 | 0.0055761 | 0.0053106 | 0.0031863 | 0.00026553 | 0.0018587 | 0.00079658 | 0 | 0.00026553 | 0 | • | • | • | • | • | • | • | • | • | 0.023632 | 99.9899
2 | 2.2 | 0 | 0 | 0 | 0 | 0 | 0 | 0 | 0 | 0.00026553 | 0.0010621 | 0.00079658 | 0.0018587 | 0.00079658 | 0.0018587 | 0.00053106 | 0.00026553 | 0.0010621 | 0.00026553 | 0 | 0 | • | • | • | • | • | • | • | • | • | 0.0087624 | 99.9987
2.2 | 2.4 | 0 | 0 | 0 | 0 | 0 | 0 | 0 | 0 | 0 | 0 | 0.00026553 | 0 | 0 | 0.00026553 | 0.00079658 | 0 | 0 | 0 | 0 | 0 | • | • | • | • | • | • | • | • | • | 0.0013276 | 100
• | • | [16 empty] | • | • | • | • | • | • | • | • | • | • | • | • | • | 0 | 100 | bar: WSz [m/s] 0 2 to WSz [m/s] 30 32
• | • | [16 empty] | • | • | • | • | • | • | • | • | • | • | • | • | • | 0 | 100 | bar: WSz [m/s] 0 2 to WSz [m/s] 30 32
• | • | [16 empty] | • | • | • | • | • | • | • | • | • | • | • | • | • | 0 | 100 | bar: WSz [m/s] 0 2 to WSz [m/s] 30 32
• | • | [16 empty] | • | • | • | • | • | • | • | • | • | • | • | • | • | 0 | 100 | bar: WSz [m/s] 0 2 to WSz [m/s] 30 32
• | • | [16 empty] | • | • | • | • | • | • | • | • | • | • | • | • | • | 0 | 100 | bar: WSz [m/s] 0 2 to WSz [m/s] 30 32
• | • | [16 empty] | • | • | • | • | • | • | • | • | • | • | • | • | • | 0 | 100 | bar: WSz [m/s] 0 2 to WSz [m/s] 30 32
• | • | [16 empty] | • | • | • | • | • | • | • | • | • | • | • | • | • | 0 | 100 | bar: WSz [m/s] 0 2 to WSz [m/s] 30 32
• | • | [16 empty] | • | • | • | • | • | • | • | • | • | • | • | • | • | 0 | 100 | bar: WSz [m/s] 0 2 to WSz [m/s] 30 32
• | • | [16 empty] | • | • | • | • | • | • | • | • | • | • | • | • | • | 0 | 100 | bar: WSz [m/s] 0 2 to WSz [m/s] 30 32
• | • | [16 empty] | • | • | • | • | • | • | • | • | • | • | • | • | • | 0 | 100 | bar: WSz [m/s] 0 2 to WSz [m/s] 30 32
• | • | [16 empty] | • | • | • | • | • | • | • | • | • | • | • | • | • | 0 | 100 | bar: WSz [m/s] 0 2 to WSz [m/s] 30 32
• | • | [16 empty] | • | • | • | • | • | • | • | • | • | • | • | • | • | 0 | 100 | bar: WSz [m/s] 0 2 to WSz [m/s] 30 32
• | • | [16 empty] | • | • | • | • | • | • | • | • | • | • | • | • | • | 0 | 100 | bar: WSz [m/s] 0 2 to WSz [m/s] 30 32
• | • | [16 empty] | • | • | • | • | • | • | • | • | • | • | • | • | • | 0 | 100 | bar: WSz [m/s] 0 2 to WSz [m/s] 30 32
• | • | [16 empty] | • | • | • | • | • | • | • | • | • | • | • | • | • | 0 | 100 | bar: WSz [m/s] 0 2 to WSz [m/s] 30 32
• | • | [16 empty] | • | • | • | • | • | • | • | • | • | • | • | • | • | 0 | 100 | bar: WSz [m/s] 0 2 to WSz [m/s] 30 32
• | • | [16 empty] | • | • | • | • | • | • | • | • | • | • | • | • | • | 0 | 100 | bar: WSz [m/s] 0 2 to WSz [m/s] 30 32
• | • | [16 empty] | • | • | • | • | • | • | • | • | • | • | • | • | • | 0 | 100 | bar: WSz [m/s] 0 2 to WSz [m/s] 30 32
• | • | [16 empty] | • | • | • | • | • | • | • | • | • | • | • | • | • | 0 | 100 | bar: WSz [m/s] 0 2 to WSz [m/s] 30 32
• | • | [16 empty] | • | • | • | • | • | • | • | • | • | • | • | • | • | 0 | 100 | bar: WSz [m/s] 0 2 to WSz [m/s] 30 32
• | • | [16 empty] | • | • | • | • | • | • | • | • | • | • | • | • | • | 0 | 100 | bar: WSz [m/s] 0 2 to WSz [m/s] 30 32
• | • | [16 empty] | • | • | • | • | • | • | • | • | • | • | • | • | • | 0 | 100 | bar: WSz [m/s] 0 2 to WSz [m/s] 30 32
• | • | [16 empty] | • | • | • | • | • | • | • | • | • | • | • | • | • | 0 | 100 | bar: WSz [m/s] 0 2 to WSz [m/s] 30 32
• | • | [16 empty] | • | • | • | • | • | • | • | • | • | • | • | • | • | 0 | 100 | bar: WSz [m/s] 0 2 to WSz [m/s] 30 32
Sum |  | 3.5849 | 25.4886 | 25.094 | 17.2099 | 10.7592 | 6.7463 | 4.386 | 2.7918 | 1.7626 | 1.0111 | 0.54539 | 0.30828 | 0.15294 | 0.0932 | 0.03505 | 0.01779 | 0.009028 | 0.0021242 | 0.0013276 | 0.00053106 | 0 | 0 | 0 | 0 | 0 | 0 | 0 | 0 | 0 | 100
Acc. |  | 3.5849 | 29.0735 | 54.1675 | 71.3774 | 82.1366 | 88.8829 | 93.2689 | 96.0606 | 97.8232 | 98.8343 | 99.3797 | 99.688 | 99.8409 | 99.9341 | 99.9692 | 99.987 | 99.996 | 99.9981 | 99.9995 | 100 | 100 | 100 | 100 | 100 | 100 | 100 | 100 | 100 | 100
Hm0 vs. CS |  | WSz [m/s] 20 22: Probability distribution [%] |  |  | Sector [°N]: |  |  | Omni |  | Season: |  | Omni
CS [m/s] |  | WSz [m/s] 0 2: Hm0 [m] | [13 empty] | Sum | Acc.
|  | 0 | 0.5 | 1 | 1.5 | 2 | 2.5 | 3 | 3.5 | 4 | 4.5 | 5 | 5.5 | 6 | 6.5 | 7 | 7.5 | 8 | 8.5 | 9 | 9.5 | • | • | • | • | • | • | • | • | •
|  | 0.5 | 1 | 1.5 | 2 | 2.5 | 3 | 3.5 | 4 | 4.5 | 5 | 5.5 | 6 | 6.5 | 7 | 7.5 | 8 | 8.5 | 9 | 9.5 | 10 | • | • | • | • | • | • | • | • | •
0 | 0.05 | 0.17127 | 1.0719 | 0.92935 | 0.55416 | 0.29235 | 0.17153 | 0.099042 | 0.057089 | 0.038502 | 0.020977 | 0.01248 | 0.0058416 | 0.0023898 | 0.0010621 | 0.00053106 | 0.00026553 | 0 | 0 | 0 | 0 | • | • | • | • | • | • | • | • | • | 3.4288 | 3.4288
0.05 | 0.1 | 0.30854 | 2.3228 | 2.2562 | 1.5167 | 0.89934 | 0.55203 | 0.33457 | 0.19755 | 0.11497 | 0.074082 | 0.036112 | 0.022835 | 0.010621 | 0.0063727 | 0.00053106 | 0.00026553 | 0.00026553 | 0 | 0 | 0 | • | • | • | • | • | • | • | • | • | 8.6538 | 12.0826
0.1 | 0.15 | 0.33934 | 2.6675 | 2.7697 | 2.0018 | 1.3468 | 0.89191 | 0.55336 | 0.35979 | 0.21109 | 0.12267 | 0.061337 | 0.031067 | 0.015666 | 0.0084969 | 0.00079658 | 0.00053106 | 0.0010621 | 0 | 0.00026553 | 0 | • | • | • | • | • | • | • | • | • | 11.3832 | 23.4658
0.15 | 0.2 | 0.29792 | 2.0788 | 2.1348 | 1.5236 | 0.96865 | 0.6301 | 0.42484 | 0.2881 | 0.17312 | 0.10223 | 0.056557 | 0.026022 | 0.011418 | 0.0053106 | 0.0015932 | 0.0010621 | 0.00053106 | 0 | 0.00026553 | 0 | • | • | • | • | • | • | • | • | • | 8.725 | 32.1908
0.2 | 0.25 | 0.38634 | 2.9155 | 2.8935 | 1.9418 | 1.24 | 0.77906 | 0.51884 | 0.34014 | 0.19835 | 0.12028 | 0.063196 | 0.038767 | 0.012745 | 0.0084969 | 0.0037174 | 0.0023898 | 0.00026553 | 0.00026553 | 0 | 0 | • | • | • | • | • | • | • | • | • | 11.4636 | 43.6544
0.25 | 0.3 | 0.54168 | 3.7604 | 3.5305 | 2.3664 | 1.4163 | 0.87651 | 0.53079 | 0.3197 | 0.19277 | 0.10887 | 0.055495 | 0.031598 | 0.013011 | 0.011418 | 0.0042484 | 0.0013276 | 0.0010621 | 0.00053106 | 0 | 0 | • | • | • | • | • | • | • | • | • | 13.7626 | 57.417
0.3 | 0.35 | 0.57566 | 3.7753 | 3.4686 | 2.231 | 1.2944 | 0.72967 | 0.4344 | 0.248 | 0.141 | 0.08311 | 0.03505 | 0.025225 | 0.0084969 | 0.0079658 | 0.0018587 | 0.0010621 | 0.00053106 | 0 | 0 | 0 | • | • | • | • | • | • | • | • | • | 13.0613 | 70.4783
0.35 | 0.4 | 0.46149 | 2.9442 | 2.6901 | 1.6935 | 0.95192 | 0.53318 | 0.32315 | 0.18003 | 0.11365 | 0.057885 | 0.030801 | 0.019649 | 0.0082314 | 0.0053106 | 0.0029208 | 0.0018587 | 0.0010621 | 0 | 0 | 0 | • | • | • | • | • | • | • | • | • | 10.0189 | 80.4972
0.4 | 0.45 | 0.36457 | 2.5268 | 2.5164 | 1.6022 | 0.95962 | 0.54327 | 0.36298 | 0.20871 | 0.1248 | 0.06293 | 0.030801 | 0.017259 | 0.011152 | 0.005045 | 0.0010621 | 0.0010621 | 0.0010621 | 0.00026553 | 0 | 0 | • | • | • | • | • | • | • | • | • | 9.34 | 89.8372
0.45 | 0.5 | 0.12002 | 1.1489 | 1.3255 | 1.031 | 0.68745 | 0.44051 | 0.29527 | 0.18215 | 0.1155 | 0.057885 | 0.036908 | 0.013276 | 0.011949 | 0.0034519 | 0.0026553 | 0.00079658 | 0 | 0 | 0 | 0 | • | • | • | • | • | • | • | • | • | 5.4733 | 95.3105
0.5 | 0.55 | 0.016994 | 0.24296 | 0.41953 | 0.46653 | 0.3975 | 0.29128 | 0.21136 | 0.14418 | 0.10568 | 0.05284 | 0.02788 | 0.013011 | 0.0084969 | 0.0053106 | 0.0026553 | 0.0010621 | 0.00053106 | 0.00053106 | 0.00026553 | 0 | • | • | • | • | • | • | • | • | • | 2.4086 | 97.7191
0.55 | 0.6 | 0.0010621 | 0.03027 | 0.13356 | 0.20738 | 0.21189 | 0.19755 | 0.16357 | 0.13515 | 0.10249 | 0.056823 | 0.030801 | 0.021508 | 0.0074348 | 0.0053106 | 0.0015932 | 0.00079658 | 0.0010621 | 0.00026553 | 0 | 0 | • | • | • | • | • | • | • | • | • | 1.3085 | 99.0276
0.6 | 0.65 | 0 | 0.0023898 | 0.022835 | 0.056557 | 0.067975 | 0.075144 | 0.080189 | 0.071693 | 0.065585 | 0.039829 | 0.026553 | 0.013542 | 0.0079658 | 0.0037174 | 0.0018587 | 0.00079658 | 0.00026553 | 0 | 0 | 0 | • | • | • | • | • | • | • | • | • | 0.5369 | 99.5645
0.65 | 0.7 | 0 | 0.00079658 | 0.0026553 | 0.013542 | 0.018321 | 0.025756 | 0.034519 | 0.035846 | 0.031332 | 0.025491 | 0.020977 | 0.011949 | 0.0084969 | 0.004514 | 0.0015932 | 0.0015932 | 0.00026553 | 0.00026553 | 0.00026553 | 0 | • | • | • | • | • | • | • | • | • | 0.23818 | 99.8027
0.7 | 0.75 | 0 | 0 | 0.00079658 | 0.0026553 | 0.0053106 | 0.0069037 | 0.011418 | 0.01248 | 0.019649 | 0.011418 | 0.0087624 | 0.0071693 | 0.0058416 | 0.0018587 | 0.0015932 | 0.00026553 | 0.00053106 | 0 | 0 | 0 | • | • | • | • | • | • | • | • | • | 0.096652 | 99.8994
0.75 | 0.8 | 0 | 0 | 0 | 0.0010621 | 0.0013276 | 0.0015932 | 0.0055761 | 0.0069037 | 0.009559 | 0.0079658 | 0.0074348 | 0.005045 | 0.0029208 | 0.0026553 | 0.00053106 | 0 | 0 | 0 | 0 | 0.00026553 | • | • | • | • | • | • | • | • | • | 0.05284 | 99.9522
0.8 | 0.85 | 0 | 0 | 0 | 0 | 0 | 0.00026553 | 0.0018587 | 0.0039829 | 0.0031863 | 0.0042484 | 0.0029208 | 0.0037174 | 0.0031863 | 0.0026553 | 0.0018587 | 0.00053106 | 0 | 0 | 0 | 0 | • | • | • | • | • | • | • | • | • | 0.028412 | 99.9806
0.85 | 0.9 | 0 | 0 | 0 | 0 | 0 | 0 | 0.00026553 | 0.00026553 | 0.0013276 | 0.00079658 | 0.0013276 | 0.00026553 | 0.0010621 | 0.0026553 | 0.00079658 | 0.00053106 | 0 | 0 | 0 | 0.00026553 | • | • | • | • | • | • | • | • | • | 0.009559 | 99.9902
0.9 | 0.95 | 0 | 0 | 0 | 0 | 0 | 0 | 0 | 0 | 0 | 0.00079658 | 0 | 0.00053106 | 0.0010621 | 0.00026553 | 0.00079658 | 0.00026553 | 0 | 0 | 0.00026553 | 0 | • | • | • | • | • | • | • | • | • | 0.0039829 | 99.9942
0.95 | 1 | 0 | 0 | 0 | 0 | 0 | 0 | 0 | 0 | 0 | 0 | 0 | 0 | 0.00026553 | 0.00026553 | 0.0010621 | 0.00079658 | 0 | 0 | 0 | 0 | • | • | • | • | • | • | • | • | • | 0.0023898 | 99.9965
1 | 1.05 | 0 | 0 | 0 | 0 | 0 | 0 | 0 | 0 | 0 | 0 | 0 | 0 | 0.00053106 | 0.00053106 | 0.00053106 | 0.00053106 | 0.00026553 | 0 | 0 | 0 | • | • | • | • | • | • | • | • | • | 0.0023898 | 99.9989
1.05 | 1.1 | 0 | 0 | 0 | 0 | 0 | 0 | 0 | 0 | 0 | 0 | 0 | 0 | 0 | 0.00026553 | 0.00026553 | 0 | 0.00026553 | 0 | 0 | 0 | • | • | • | • | • | • | • | • | • | 0.00079658 | 99.9997
• | • | [16 empty] | • | • | • | • | • | • | • | • | • | • | • | • | • | 0 | 99.9997 | bar: WSz [m/s] 0 2 to WSz [m/s] 30 32
• | • | [16 empty] | • | • | • | • | • | • | • | • | • | • | • | • | • | 0 | 99.9997 | bar: WSz [m/s] 0 2 to WSz [m/s] 30 32
• | • | [16 empty] | • | • | • | • | • | • | • | • | • | • | • | • | • | 0 | 99.9997 | bar: WSz [m/s] 0 2 to WSz [m/s] 30 32
• | • | [16 empty] | • | • | • | • | • | • | • | • | • | • | • | • | • | 0 | 99.9997 | bar: WSz [m/s] 0 2 to WSz [m/s] 30 32
• | • | [16 empty] | • | • | • | • | • | • | • | • | • | • | • | • | • | 0 | 99.9997 | bar: WSz [m/s] 0 2 to WSz [m/s] 30 32
• | • | [16 empty] | • | • | • | • | • | • | • | • | • | • | • | • | • | 0 | 99.9997 | bar: WSz [m/s] 0 2 to WSz [m/s] 30 32
• | • | [16 empty] | • | • | • | • | • | • | • | • | • | • | • | • | • | 0 | 99.9997 | bar: WSz [m/s] 0 2 to WSz [m/s] 30 32
• | • | [16 empty] | • | • | • | • | • | • | • | • | • | • | • | • | • | 0 | 99.9997 | bar: WSz [m/s] 0 2 to WSz [m/s] 30 32
• | • | [16 empty] | • | • | • | • | • | • | • | • | • | • | • | • | • | 0 | 99.9997 | bar: WSz [m/s] 0 2 to WSz [m/s] 30 32
• | • | [16 empty] | • | • | • | • | • | • | • | • | • | • | • | • | • | 0 | 99.9997 | bar: WSz [m/s] 0 2 to WSz [m/s] 30 32
• | • | [16 empty] | • | • | • | • | • | • | • | • | • | • | • | • | • | 0 | 99.9997 | bar: WSz [m/s] 0 2 to WSz [m/s] 30 32
• | • | [16 empty] | • | • | • | • | • | • | • | • | • | • | • | • | • | 0 | 99.9997 | bar: WSz [m/s] 0 2 to WSz [m/s] 30 32
• | • | [16 empty] | • | • | • | • | • | • | • | • | • | • | • | • | • | 0 | 99.9997 | bar: WSz [m/s] 0 2 to WSz [m/s] 30 32
• | • | [16 empty] | • | • | • | • | • | • | • | • | • | • | • | • | • | 0 | 99.9997 | bar: WSz [m/s] 0 2 to WSz [m/s] 30 32
• | • | [16 empty] | • | • | • | • | • | • | • | • | • | • | • | • | • | 0 | 99.9997 | bar: WSz [m/s] 0 2 to WSz [m/s] 30 32
• | • | [16 empty] | • | • | • | • | • | • | • | • | • | • | • | • | • | 0 | 99.9997 | bar: WSz [m/s] 0 2 to WSz [m/s] 30 32
• | • | [16 empty] | • | • | • | • | • | • | • | • | • | • | • | • | • | 0 | 99.9997 | bar: WSz [m/s] 0 2 to WSz [m/s] 30 32
• | • | [16 empty] | • | • | • | • | • | • | • | • | • | • | • | • | • | 0 | 99.9997 | bar: WSz [m/s] 0 2 to WSz [m/s] 30 32
• | • | [16 empty] | • | • | • | • | • | • | • | • | • | • | • | • | • | 0 | 99.9997 | bar: WSz [m/s] 0 2 to WSz [m/s] 30 32
• | • | [16 empty] | • | • | • | • | • | • | • | • | • | • | • | • | • | 0 | 99.9997 | bar: WSz [m/s] 0 2 to WSz [m/s] 30 32
• | • | [16 empty] | • | • | • | • | • | • | • | • | • | • | • | • | • | 0 | 99.9997 | bar: WSz [m/s] 0 2 to WSz [m/s] 30 32
• | • | [16 empty] | • | • | • | • | • | • | • | • | • | • | • | • | • | 0 | 99.9997 | bar: WSz [m/s] 0 2 to WSz [m/s] 30 32
• | • | [16 empty] | • | • | • | • | • | • | • | • | • | • | • | • | • | 0 | 99.9997 | bar: WSz [m/s] 0 2 to WSz [m/s] 30 32
• | • | [16 empty] | • | • | • | • | • | • | • | • | • | • | • | • | • | 0 | 99.9997 | bar: WSz [m/s] 0 2 to WSz [m/s] 30 32
• | • | [16 empty] | • | • | • | • | • | • | • | • | • | • | • | • | • | 0 | 99.9997 | bar: WSz [m/s] 0 2 to WSz [m/s] 30 32
• | • | [16 empty] | • | • | • | • | • | • | • | • | • | • | • | • | • | 0 | 99.9997 | bar: WSz [m/s] 0 2 to WSz [m/s] 30 32
Sum |  | 3.5849 | 25.4886 | 25.094 | 17.2099 | 10.7592 | 6.7463 | 4.386 | 2.7918 | 1.7626 | 1.0111 | 0.54539 | 0.30828 | 0.15294 | 0.092935 | 0.03505 | 0.01779 | 0.009028 | 0.0021242 | 0.0013276 | 0.00053106 | 0 | 0 | 0 | 0 | 0 | 0 | 0 | 0 | 0 | 99.9997
Acc. |  | 3.5849 | 29.0735 | 54.1675 | 71.3774 | 82.1366 | 88.8829 | 93.2689 | 96.0606 | 97.8232 | 98.8343 | 99.3797 | 99.688 | 99.8409 | 99.9339 | 99.9689 | 99.9867 | 99.9958 | 99.9979 | 99.9992 | 99.9997 | 99.9997 | 99.9997 | 99.9997 | 99.9997 | 99.9997 | 99.9997 | 99.9997 | 99.9997 | 99.9997